{"text_format":"1","workbook":"xlsx","n_sheets":17,"sheets":["Contents","Control Panel","Scenarios","Inputs -->","Lists","Interconnector costs","Incremental AISC","WRZ connections","Calculations -->","Interconnections","NPV","Macro outputs -->","All interconnections","All scenarios summary","Results -->","Single scenario","All scenarios"],"not_rendered":{"charts":0,"images":1,"macros":1,"external_links":0,"defined_names":81,"comments":0,"pivot_tables":0},"unopened":[],"bounds":{"document_bytes":16777216,"sheet_cells":100000,"rows_first":2000,"rows_last":500,"rows_between":2000,"halvings":0,"cell_chars":16384,"cell_head_chars":4096},"cells_cut":0,"cells_raw":0,"read":"whole","date_system":"1900"}

{"sheet":"Contents","index":0,"n_rows":52,"n_cols":4,"rows_kept":52,"cut":false,"hidden":false,"merged":[]}
[]
[]
[]
[]
[null,null,null,"Ofwat's interconnection model"]
[]
["Title ",{"$f":"D5","v":"Ofwat's interconnection model"}]
["Project","Water 2020, Design"]
["Status","Approved for release"]
[]
["Confidentiality status","Non- Confidential"]
[]
[]
[]
[]
[]
["Contents"]
[]
["Sheet","Description"]
["Contents","This sheet"]
["Control Panel","Control panel used to run the model and generate results"]
["Scenarios","Set up of scenarios considered"]
[]
["Inputs -->","Cover sheet"]
["Lists","Labels and lookups used in model, including baseline supply and demand balance and WAFU"]
["Interconnector costs","Input data on interconnector costs"]
["Incremental AISC","Input data on incremental AISC by WRZ"]
["WRZ connections","Input data on possible WRZ connections"]
[]
["Calculations -->","Cover sheet"]
["Interconnections","Calculation of the viability of possible interconnections including their value and rank. The tab calculates this for the round set on the Control Panel."]
["NPV","Calculation of discounted days for use in the NPV calculation on the Interconnections tab."]
[]
["Macro outputs -->","Cover sheet"]
["All interconnections","For a given scenario, all possible interconnections for the number of rounds set on the Control Panel, generated by a macro"]
[]
["Results -->","Cover sheet"]
["All scenarios summary","For all scenarios, the results of the value calculations tab, generated by a macro"]
["Single scenario","Summary of single scenario chosen on Control Panel"]
["All scenarios","Summary of all scenarios set in the Scenarios tab"]
[]
[]
["Colour coding key"]
[]
["Line description"]
["Input"]
["Copy"]
["Calculation"]
["Macro output"]
["Redacted information"]
["Named range label"]
["Cells left purposefully blank"]

{"sheet":"Control Panel","index":1,"n_rows":108,"n_cols":8,"rows_kept":108,"cut":false,"hidden":false,"merged":[]}
[null,{"$f":"MID(CELL(\"filename\",A1),FIND(\"]\",CELL(\"filename\",A1))+1,LEN(CELL(\"filename\",A1))-FIND(\"]\",CELL(\"filename\",A1)))","v":"Control Panel"}]
[null,"Notes:"]
[null,"This control panel has two parts, the first part allows for a scenario to be chosen from a drop down menu in cell C11 and run using the \"Run single scenario results macro\" button or for all scenarios to be run using the \"Run all scenarios results macro\"."]
[null,"The second part deals with the modelling assumptions. By changing the scenario in cell C11 the chosen inputs for the scenario are shown in column H."]
[]
[]
[null,"Select modelling assumptions to use"]
[]
[null,false,"Run results macro (set this to FALSE to run single scenario analysis)"]
[]
[null,{"$f":"IF($B$9,scenario_control,IF(ISNA(MATCH(C11,lst_scenarios,0)),\"\",MATCH(C11,lst_scenarios,0)))","v":1},"Base case"]
[]
[]
[null,"Run single scenario macro"]
[null,"This model is populated by a macro which runs a loop that calculates results for each round, where each round takes into account the allocations that have occurred in previous round. The model can accommodate up to 50 rounds."]
[null,"If the selected scenarios changes you will need to rerun the results, by pressing the Run results macro button below (you may also have to allow active content to allow the macro to run) "]
[]
[null,null,"Round",1,"round"]
[null,null,"End count",25,"end_count"]
[]
[]
[]
[]
[null,"Run all scenarios results macro"]
[null,"This macro runs through each scenario and outputs the value calculations results table for each one. The model can accommodate up to 50 scenarios."]
[null,"The number of scenarios is the number of scenarios that will be processed. By default it is set equal to the number of unique scenarios specified on the Scenarios tab (but can be changed if required)."]
[null,"The control is the current scenario, when the macro runs it goes through each scenario, running the model until the end count is reached. "]
[]
[null,null,"Number of scenarios to be tested",{"$f":"COUNTA(lst_scenarios)","v":19},"scenario_end_count"]
[null,null,"Current scenario",1,"scenario_control"]
[]
[]
[]
[]
[null,"Modelling assumptions",null,null,null,null,null,"Selected model inputs"]
[]
[null,"Scope of interconnections",null,1,{"$f":"'WRZ connections'!F6","v":"Neighbouring WRZs + WRZs within 50km"},null,"opt_interconnection_WRZ",{"$f":"INDEX(Scenarios!$E$6:$W$16,MATCH($G37,Scenarios!$D$6:$D$16,0),$B$11)","v":1}]
[null,null,null,{"$f":"D37+1","v":2},{"$f":"'WRZ connections'!H6","v":"Neighbouring WRZs + WRZs within 25km"}]
[null,null,null,{"$f":"D38+1","v":3},{"$f":"'WRZ connections'!J6","v":"Neighbouring WRZs + WRZs within 75km"}]
[null,null,null,{"$f":"D39+1","v":4},{"$f":"'WRZ connections'!L6","v":"Spare"}]
[null,null,null,{"$f":"D40+1","v":5},{"$f":"'WRZ connections'!N6","v":"Spare"}]
[null,null,null,6,{"$f":"'WRZ connections'!P6","v":"Spare"}]
[]
[null,"Size requirement for interconnections",null,1,{"$f":"IF(Lists!J21=\"Spare\",\"Spare\",\"All deficits \" &Lists!J21&\"Ml/d\")","v":"All deficits 1Ml/d"},null,"opt_interconnection_threshold",{"$f":"INDEX(Scenarios!$E$6:$W$16,MATCH($G44,Scenarios!$D$6:$D$16,0),$B$11)","v":1}]
[null,null,null,{"$f":"D44+1","v":2},{"$f":"IF(Lists!J22=\"Spare\",\"Spare\",\"All deficits \" &Lists!J22&\"Ml/d\")","v":"All deficits 0Ml/d"}]
[null,null,null,{"$f":"D45+1","v":3},{"$f":"IF(Lists!J23=\"Spare\",\"Spare\",\"All deficits \" &Lists!J23&\"Ml/d\")","v":"All deficits 2Ml/d"}]
[null,null,null,{"$f":"D46+1","v":4},{"$f":"IF(Lists!J24=\"Spare\",\"Spare\",\"All deficits \" &Lists!J24&\"Ml/d\")","v":"Spare"}]
[null,null,null,{"$f":"D47+1","v":5},{"$f":"IF(Lists!J25=\"Spare\",\"Spare\",\"All deficits \" &Lists!J25&\"Ml/d\")","v":"Spare"}]
[null,null,null,{"$f":"D48+1","v":6},{"$f":"IF(Lists!J26=\"Spare\",\"Spare\",\"All deficits \" &Lists!J26&\"Ml/d\")","v":"Spare"}]
[]
[null,"Cost of surplus capacity",null,1,{"$f":"IF(Lists!K21=\"Spare\",\"Spare\",Lists!K21&\" p/m3\")","v":"0 p/m3"},null,"opt_AISC_surplus",{"$f":"INDEX(Scenarios!$E$6:$W$16,MATCH($G51,Scenarios!$D$6:$D$16,0),$B$11)","v":1}]
[null,null,null,{"$f":"D51+1","v":2},{"$f":"IF(Lists!K22=\"Spare\",\"Spare\",Lists!K22&\" p/m3\")","v":"10 p/m3"}]
[null,null,null,{"$f":"D52+1","v":3},{"$f":"IF(Lists!K23=\"Spare\",\"Spare\",Lists!K23&\" p/m3\")","v":"Spare"}]
[null,null,null,{"$f":"D53+1","v":4},{"$f":"IF(Lists!K24=\"Spare\",\"Spare\",Lists!K24&\" p/m3\")","v":"Spare"}]
[null,null,null,{"$f":"D54+1","v":5},{"$f":"IF(Lists!K25=\"Spare\",\"Spare\",Lists!K25&\" p/m3\")","v":"Spare"}]
[null,null,null,{"$f":"D55+1","v":6},{"$f":"IF(Lists!K26=\"Spare\",\"Spare\",Lists!K26&\" p/m3\")","v":"Spare"}]
[]
[null,"WAFU included in water available for export",null,true,"Water available for export = Baseline surplus + % 2039-40 WAFU",null,"opt_WAFU",{"$f":"INDEX(Scenarios!$E$6:$W$16,MATCH($G58,Scenarios!$D$6:$D$16,0),$B$11)","v":true}]
[null,null,null,false,"Water available for export = Baseline surplus"]
[]
[null,"Percentage of WAFU available for export",null,1,{"$f":"IF(Lists!L21=\"Spare\",\"Spare\",Lists!L21*100&\"% of 2039-40 WAFU\")","v":"5% of 2039-40 WAFU"},null,"opt_WAFU_size",{"$f":"INDEX(Scenarios!$E$6:$W$16,MATCH($G61,Scenarios!$D$6:$D$16,0),$B$11)","v":1}]
[null,null,null,{"$f":"D61+1","v":2},{"$f":"IF(Lists!L22=\"Spare\",\"Spare\",Lists!L22*100&\"% of 2039-40 WAFU\")","v":"10% of 2039-40 WAFU"}]
[null,null,null,3,{"$f":"IF(Lists!L23=\"Spare\",\"Spare\",Lists!L23*100&\"% of 2039-40 WAFU\")","v":"Spare"}]
[null,null,null,4,{"$f":"IF(Lists!L24=\"Spare\",\"Spare\",Lists!L24*100&\"% of 2039-40 WAFU\")","v":"Spare"}]
[null,null,null,5,{"$f":"IF(Lists!L25=\"Spare\",\"Spare\",Lists!L25*100&\"% of 2039-40 WAFU\")","v":"Spare"}]
[null,null,null,6,{"$f":"IF(Lists!L26=\"Spare\",\"Spare\",Lists!L26*100&\"% of 2039-40 WAFU\")","v":"Spare"}]
[]
[null,"Cost of WAFU for export",null,1,{"$f":"IF(Lists!M21=\"Spare\",\"Spare\",Lists!M21&\" p/m3\")","v":"10 p/m3"},null,"opt_WAFU_cost",{"$f":"INDEX(Scenarios!$E$6:$W$16,MATCH($G68,Scenarios!$D$6:$D$16,0),$B$11)","v":1}]
[null,null,null,{"$f":"D68+1","v":2},{"$f":"IF(Lists!M22=\"Spare\",\"Spare\",Lists!M22&\" p/m3\")","v":"5 p/m3"}]
[null,null,null,{"$f":"D69+1","v":3},{"$f":"IF(Lists!M23=\"Spare\",\"Spare\",Lists!M23&\" p/m3\")","v":"15 p/m3"}]
[null,null,null,{"$f":"D70+1","v":4},{"$f":"IF(Lists!M24=\"Spare\",\"Spare\",Lists!M24&\" p/m3\")","v":"Spare"}]
[null,null,null,{"$f":"D71+1","v":5},{"$f":"IF(Lists!M25=\"Spare\",\"Spare\",Lists!M25&\" p/m3\")","v":"Spare"}]
[null,null,null,{"$f":"D72+1","v":6},{"$f":"IF(Lists!M26=\"Spare\",\"Spare\",Lists!M26&\" p/m3\")","v":"Spare"}]
[]
[null,"Discount rate ",null,1,{"$f":"Lists!N21","v":3.3000000000000002E-2},null,"opt_discountrate",{"$f":"INDEX(Scenarios!$E$6:$W$16,MATCH($G75,Scenarios!$D$6:$D$16,0),$B$11)","v":1}]
[null,null,null,{"$f":"D75+1","v":2},{"$f":"Lists!N22","v":3.2000000000000001E-2}]
[null,null,null,{"$f":"D76+1","v":3},{"$f":"Lists!N23","v":3.4000000000000002E-2}]
[null,null,null,4,{"$f":"Lists!N24","v":"Spare"}]
[null,null,null,5,{"$f":"Lists!N25","v":"Spare"}]
[null,null,null,6,{"$f":"Lists!N26","v":"Spare"}]
[]
[null,"Interconnector load factor ",null,1,{"$f":"IF(Lists!O21=\"Spare\",\"Spare\",Lists!O21*100& \"% of the time\")","v":"70% of the time"},null,"opt_load_factor",{"$f":"INDEX(Scenarios!$E$6:$W$16,MATCH($G82,Scenarios!$D$6:$D$16,0),$B$11)","v":1}]
[null,null,null,{"$f":"D82+1","v":2},{"$f":"IF(Lists!O22=\"Spare\",\"Spare\",Lists!O22*100& \"% of the time\")","v":"65% of the time"}]
[null,null,null,{"$f":"D83+1","v":3},{"$f":"IF(Lists!O23=\"Spare\",\"Spare\",Lists!O23*100& \"% of the time\")","v":"75% of the time"}]
[null,null,null,4,{"$f":"IF(Lists!O24=\"Spare\",\"Spare\",Lists!O24*100& \"% of the time\")","v":"Spare"}]
[null,null,null,5,{"$f":"IF(Lists!O25=\"Spare\",\"Spare\",Lists!O25*100& \"% of the time\")","v":"Spare"}]
[null,null,null,6,{"$f":"IF(Lists!O26=\"Spare\",\"Spare\",Lists!O26*100& \"% of the time\")","v":"Spare"}]
[]
[null,"Interconnector asset life ",null,1,{"$f":"Lists!Q21","v":"Indefinite"},null,"opt_asset_life",{"$f":"INDEX(Scenarios!$E$6:$W$16,MATCH($G89,Scenarios!$D$6:$D$16,0),$B$11)","v":1}]
[null,null,null,{"$f":"D89+1","v":2},{"$f":"Lists!Q22& \" years\"","v":"100 years"}]
[null,null,null,{"$f":"D90+1","v":3},{"$f":"Lists!Q23& \" years\"","v":"Spare years"}]
[null,null,null,{"$f":"D91+1","v":4},{"$f":"Lists!Q24& \" years\"","v":"Spare years"}]
[null,null,null,5,{"$f":"Lists!Q25& \" years\"","v":"Spare years"}]
[null,null,null,6,{"$f":"Lists!Q26& \" years\"","v":"Spare years"}]
[]
[null,"Interconnector cost estimates",null,1,{"$f":"'Interconnector costs'!F7","v":"2015 interconnector cost estimates"},null,"opt_pipeline_model",{"$f":"INDEX(Scenarios!$E$6:$W$16,MATCH($G96,Scenarios!$D$6:$D$16,0),$B$11)","v":1}]
[null,null,null,{"$f":"D96+1","v":2},{"$f":"'Interconnector costs'!G7","v":"2015 interconnector cost estimates -10%"}]
[null,null,null,{"$f":"D97+1","v":3},{"$f":"'Interconnector costs'!H7","v":"2015 interconnector cost estimates +10%"}]
[null,null,null,{"$f":"D98+1","v":4},{"$f":"'Interconnector costs'!I7","v":"Spare"}]
[null,null,null,5,{"$f":"'Interconnector costs'!J7","v":"Spare"}]
[null,null,null,6,{"$f":"'Interconnector costs'!K7","v":"Spare"}]
[]
[null,"Distance requirement for interconnector",null,1,{"$f":"IF(Lists!P21=\"Spare\",\"Spare\",Lists!P21*100 & \"% of the distance\")","v":"50% of the distance"},null,"opt_pipeline_length",{"$f":"INDEX(Scenarios!$E$6:$W$16,MATCH($G103,Scenarios!$D$6:$D$16,0),$B$11)","v":1}]
[null,null,null,{"$f":"D103+1","v":2},{"$f":"IF(Lists!P22=\"Spare\",\"Spare\",Lists!P22*100 & \"% of the distance\")","v":"40% of the distance"}]
[null,null,null,{"$f":"D104+1","v":3},{"$f":"IF(Lists!P23=\"Spare\",\"Spare\",Lists!P23*100 & \"% of the distance\")","v":"60% of the distance"}]
[null,null,null,{"$f":"D105+1","v":4},{"$f":"IF(Lists!P24=\"Spare\",\"Spare\",Lists!P24*100 & \"% of the distance\")","v":"Spare"}]
[null,null,null,5,{"$f":"IF(Lists!P25=\"Spare\",\"Spare\",Lists!P25*100 & \"% of the distance\")","v":"Spare"}]
[null,null,null,6,{"$f":"IF(Lists!P26=\"Spare\",\"Spare\",Lists!P26*100 & \"% of the distance\")","v":"Spare"}]

{"sheet":"Scenarios","index":2,"n_rows":16,"n_cols":23,"rows_kept":16,"cut":false,"hidden":false,"merged":[]}
[null,{"$f":"MID(CELL(\"filename\",A1),FIND(\"]\",CELL(\"filename\",A1))+1,LEN(CELL(\"filename\",A1))-FIND(\"]\",CELL(\"filename\",A1)))","v":"Scenarios"}]
[null,"Notes: This tab contains pre-defined scenarios. Conditional formatting is applied to the scenarios to highlight where assumptions are different from the base case."]
[null,"Use the add scenario button below to add an additional scenario, up to a maximum of 50",null,"Description","Base case","Base case - with possible connections limited to neighbouring WRZs and WRZs within 25km","Base case - with possible connections limited to neighbouring WRZs and WRZs within 75km","Base case - no minimum connection size","Base case - with minimum connection size of 2Ml/d","Base case - with assumed AISC for surplus capacity at 10 p/m3","Base case - excluding WAFU in estimating water available for export","Base case - WAFU available for export is 10%","Base case - WAFU available for export costs 5 p/m3","Base case - WAFU available for export costs 15 p/m3","Base case - discount rate 0.1% lower (3.2%)","Base case - discount rate 0.1% higher (3.4%)","Base case - load factor of 65%","Base case - load factor of 75%","Base case - asset life of interconnector of 100 years","Base case - 2015 interconnector cost model -10%","Base case - 2015 interconnector cost model +10%","Base case - Proportion of distance needed at 40%","Base case - Proportion of distance needed at 60%"]
["Modelling assumptions",null,null,null,{"$f":"COLUMN()-4","v":1},2,3,4,5,6,7,8,9,10,{"$f":"COLUMN()-4","v":11},12,13,14,15,16,17,18,19]
[]
[1,{"$f":"'Control Panel'!B37","v":"Scope of interconnections"},{"$f":"\"(1) \"&OFFSET(INDIRECT(D6),0,-3)&\"; (2) \"&OFFSET(INDIRECT(D6),1,-3)&\"; (3) \"&OFFSET(INDIRECT(D6),2,-3)&\"; (4) \"&OFFSET(INDIRECT(D6),3,-3)&\"; (5) \"&OFFSET(INDIRECT(D6),4,-3)&\"; (6) \"&OFFSET(INDIRECT(D6),5,-3)&\"\"","v":"(1) Neighbouring WRZs + WRZs within 50km; (2) Neighbouring WRZs + WRZs within 25km; (3) Neighbouring WRZs + WRZs within 75km; (4) Spare; (5) Spare; (6) Spare"},"opt_interconnection_WRZ",1,2,3,1,1,1,1,1,1,1,1,1,1,1,1,1,1,1,1]
[{"$f":"A6+1","v":2},{"$f":"'Control Panel'!B44","v":"Size requirement for interconnections"},{"$f":"\"(1) \"&OFFSET(INDIRECT(D7),0,-3)&\"; (2) \"&OFFSET(INDIRECT(D7),1,-3)&\"; (3) \"&OFFSET(INDIRECT(D7),2,-3)&\"; (4) \"&OFFSET(INDIRECT(D7),3,-3)&\"; (5) \"&OFFSET(INDIRECT(D7),4,-3)&\"; (6) \"&OFFSET(INDIRECT(D7),5,-3)&\"\"","v":"(1) All deficits 1Ml/d; (2) All deficits 0Ml/d; (3) All deficits 2Ml/d; (4) Spare; (5) Spare; (6) Spare"},"opt_interconnection_threshold",1,1,1,2,3,1,1,1,1,1,1,1,1,1,1,1,1,1,1]
[3,{"$f":"'Control Panel'!B51","v":"Cost of surplus capacity"},"(1) 0 p/m3; (2) 10 p/m3; (3) Spare; (4) Spare; (5) Spare; (6) Spare","opt_AISC_surplus",1,1,1,1,1,2,1,1,1,1,1,1,1,1,1,1,1,1,1]
[{"$f":"A8+1","v":4},{"$f":"'Control Panel'!B58","v":"WAFU included in water available for export"},{"$f":"\"(TRUE) \"&OFFSET(INDIRECT(D9),0,-3)&\"; (FALSE) \"&OFFSET(INDIRECT(D9),1,-3)&\"\"","v":"(TRUE) Water available for export = Baseline surplus + % 2039-40 WAFU; (FALSE) Water available for export = Baseline surplus"},"opt_WAFU",true,true,true,true,true,true,false,true,true,true,true,true,true,true,true,true,true,true,true]
[{"$f":"A9+1","v":5},{"$f":"'Control Panel'!B61","v":"Percentage of WAFU available for export"},"(1) 5% of 2039-40 WAFU; (2) 10% of 2039-40 WAFU; (3) Spare; (4) Spare; (5) Spare; (6) Spare","opt_WAFU_size",1,1,1,1,1,1,1,2,1,1,1,1,1,1,1,1,1,1,1]
[6,{"$f":"'Control Panel'!B68","v":"Cost of WAFU for export"},"(1) 10 p/m3; (2) 5 p/m3; (3) 15 p/m3; (4) Spare; (5) Spare; (6) Spare","opt_WAFU_cost",1,1,1,1,1,1,1,1,2,3,1,1,1,1,1,1,1,1,1]
[7,{"$f":"'Control Panel'!B75","v":"Discount rate "},{"$f":"\"(1) \"&OFFSET(INDIRECT(D12),0,-3)*100&\"%\"&\"; (2) \"&OFFSET(INDIRECT(D12),1,-3)*100&\"%\"&\"; (3) \"&OFFSET(INDIRECT(D12),2,-3)*100&\"%\"&\"; (4) \"&OFFSET(INDIRECT(D12),3,-3)&\"; (5) \"&OFFSET(INDIRECT(D12),4,-3)&\"; (6) \"&OFFSET(INDIRECT(D12),5,-3)&\"\"","v":"(1) 3.3%; (2) 3.2%; (3) 3.4%; (4) Spare; (5) Spare; (6) Spare"},"opt_discountrate",1,1,1,1,1,1,1,1,1,1,2,3,1,1,1,1,1,1,1]
[8,{"$f":"'Control Panel'!B82","v":"Interconnector load factor "},"(1) 70% of the time; (2) 65% of the time; (3) 75% of the time; (4) Spare; (5) Spare; (6) Spare","opt_load_factor",1,1,1,1,1,1,1,1,1,1,1,1,2,3,1,1,1,1,1]
[9,{"$f":"'Control Panel'!B89","v":"Interconnector asset life "},"(1) Indefinite; (2) 100 years; (3) Spare years; (4) Spare years; (5) Spare years; (6) Spare years","opt_asset_life",1,1,1,1,1,1,1,1,1,1,1,1,1,1,2,1,1,1,1]
[10,{"$f":"'Control Panel'!B96","v":"Interconnector cost estimates"},"(1) 2015 interconnector cost estimates; (2) 2015 interconnector cost estimates -10%; (3) 2015 interconnector cost estimates +10%; (4) Spare; (5) Spare; (6) Spare","opt_pipeline_model",1,1,1,1,1,1,1,1,1,1,1,1,1,1,1,2,3,1,1]
[11,{"$f":"'Control Panel'!B103","v":"Distance requirement for interconnector"},"(1) 50% of the distance; (2) 40% of the distance; (3) 60% of the distance; (4) Spare; (5) Spare; (6) Spare","opt_pipeline_length",1,1,1,1,1,1,1,1,1,1,1,1,1,1,1,1,1,2,3]

{"sheet":"Inputs -->","index":3,"n_rows":4,"n_cols":3,"rows_kept":4,"cut":false,"hidden":false,"merged":[]}
[]
[]
[null,null,{"$f":"MID(CELL(\"filename\",A1),FIND(\"]\",CELL(\"filename\",A1))+1,LEN(CELL(\"filename\",A1))-FIND(\"]\",CELL(\"filename\",A1)))","v":"Inputs -->"}]
[null,null,"Notes:"]

{"sheet":"Lists","index":4,"n_rows":138,"n_cols":18,"rows_kept":138,"cut":false,"hidden":false,"merged":[]}
[null,{"$f":"MID(CELL(\"filename\",A1),FIND(\"]\",CELL(\"filename\",A1))+1,LEN(CELL(\"filename\",A1))-FIND(\"]\",CELL(\"filename\",A1)))","v":"Lists"}]
[null,"Notes:"]
[null,"This tab contains the key lookups used in the model"]
[null,"WRZ  - This is all of the current water resource zones (WRZ) in England and Wales with both the company acronym and water resource zone name. These have been extracted from MapInfo and sorted in Excel"]
[null,"Centre Longitude and Latitude (degrees) - These are the corresponding centre coordinates in decimal degrees for each WRZ, these have been extracted from MapInfo."]
[null,"Baseline surplus/deficit 2039-40 (Ml/d) - The forecast baseline surplus/deficit in 2039-40 from company WRMPs. Positive numbers denote a surplus, negative numbers denote a deficit."]
[null,"WAFU 2039-40 (Ml/d) - The forecast WAFU in 2039-40 from WRMPs"]
[null,"Company name and acronym - The companies (who have WRZs) and the two or three letter Acronym we have used"]
[null,"Interconnection threshold (Ml/d) - The minimum size for a connection"]
[null,"AISC for surplus (p/m3) - The assumed cost of the surplus water"]
[null,"% of WAFU for export - The percentage of WAFU that is assumed to be available for trading"]
[null,"AISC of WAFU for export (p/m3) - The assumed cost of the WAFU for export"]
[null,"Discount rate (%) - The discount rate used in calculating the net present value of interconnection"]
[null,"Load factor (%) - The proportion of time that the interconnectors are in use"]
[null,"Interconnector length (km) - The proportion of the distance between the water resource zones that the interconnectors are assumed to span"]
[null,"Asset life (years) - Asset life of interconnectors"]
[null,"Conversion factor- The conversion factor for changing p/m3 into £/Ml"]
[]
[null,null,"WRZ data",null,null,null,null,"Company name",null,"Control panel options"]
[null,null,"WRZ","Centre longitude (degrees)","Centre latitude (degrees)","Baseline surplus/deficit 2039-40 (Ml/d)","WAFU 2039-40 (Ml/d)","Full company name","Acronym used for analysis","Interconnection threshold (Ml/d)","AISC for WRZs in surplus (p/m3)","% of WAFU for export","AISC of WAFU for export (p/m3)","Discount rate","Load factor","Interconnector length","Asset life","p/m3 / £/Ml conversion factor"]
[null,1,"AFW - 1 Misbourne",null,null,null,null,"Affinity Water","AFW",1,0,0.05,10,3.3000000000000002E-2,0.7,0.5,"Indefinite",10]
[null,{"$f":"B21+1","v":2},"AFW - 2 Colne",null,null,null,null,"Anglian Water","ANH",0,10,0.1,5,3.2000000000000001E-2,0.65,0.4,100,"conversion_factor"]
[null,{"$f":"B22+1","v":3},"AFW - 3 Lee",null,null,null,null,"Bristol Water","BRL",2,"Spare","Spare",15,3.4000000000000002E-2,0.75,0.6,"Spare"]
[null,4,"AFW - 4 Pinn",null,null,null,null,"Cambridge Water","CAM","Spare","Spare","Spare","Spare","Spare","Spare","Spare","Spare"]
[null,5,"AFW - 5 Stort",null,null,null,null,"Cholderton & District Water","CHL","Spare","Spare","Spare","Spare","Spare","Spare","Spare","Spare"]
[null,6,"AFW - 6 Wey",null,null,null,null,"Dee Valley Water","DVW","Spare","Spare","Spare","Spare","Spare","Spare","Spare","Spare"]
[null,7,"AFW - 7 Dour",null,null,null,null,"Dwr Cymru Welsh Water","WSH","lst_interconnection_threshold","lst_AISC_surplus","lst_WAFU_size","lst_WAFU_cost","lst_discountrate","lst_load_factor","lst_pipeline_length","lst_asset_life"]
[null,8,"AFW - 8 Brett",null,null,null,null,"Essex & Suffolk Water","ESK"]
[null,9,"ANH - Central Essex",null,null,null,null,"Northumbrian Water","NNE"]
[null,10,"ANH - Central Lincolnshire",null,null,null,null,"Portsmouth Water","PRT"]
[null,11,"ANH - CHEVELEY",null,null,null,null,"Sembcorp Bournemouth Water","SBW"]
[null,12,"ANH - East Lincolnshire",null,null,null,null,"Severn Trent Water","SVT"]
[null,13,"ANH - East Suffolk",null,null,null,null,"South East Water","SEW"]
[null,14,"ANH - ELY",null,null,null,null,"South Staffordshire Water","SSC"]
[null,15,"ANH - Fenland",null,null,null,null,"South West Water","SWT"]
[null,16,"ANH - Hartlepool",null,null,null,null,"Southern Water","SRN"]
[null,17,"ANH - Hunstanton",null,null,null,null,"Sutton & East Surrey Water","SES"]
[null,18,"ANH - NEWMARKET",null,null,null,null,"Thames Water","TMS"]
[null,19,"ANH - Norfolk Rural",null,null,null,null,"United Utilities","UU"]
[null,20,"ANH - North Norfolk Coast",null,null,null,null,"Veolia Water Projects","VWP"]
[null,21,"ANH - Norwich and the Broads",null,null,null,null,"Wessex Water","WSX"]
[null,22,"ANH - Ruthamford North",null,null,null,null,"Yorkshire Water","YKY"]
[null,23,"ANH - Ruthamford South"]
[null,24,"ANH - South Essex"]
[null,25,"ANH - SUDBURY"]
[null,26,"ANH - West Lincolnshire"]
[null,27,"ANH - WEST SUFFOLK"]
[null,28,"BRL - Bristol"]
[null,29,"CAM - Cambridge"]
[null,30,"CHL - Cholderton & District"]
[null,31,"DVW - Chester"]
[null,32,"DVW - Wrexham"]
[null,33,"ESK - Blyth"]
[null,34,"ESK - Essex"]
[null,35,"ESK - Hartismere"]
[null,36,"ESK - Northern & Central"]
[null,37,"NNE - Berwick-Fowberry"]
[null,38,"NNE - Kielder"]
[null,39,"PRT - Companywide (portsmouth)"]
[null,40,"SBW - Companywide (SBW)"]
[null,41,"SES - East Surrey"]
[null,42,"SES - Sutton"]
[null,43,"SEW - 1"]
[null,44,"SEW - 2"]
[null,45,"SEW - 3"]
[null,46,"SEW - 4"]
[null,47,"SEW - 5"]
[null,48,"SEW - 6"]
[null,49,"SEW - 7"]
[null,50,"SEW - 8"]
[null,51,"SRN - Hants Andover"]
[null,52,"SRN - Hants Kingsclere"]
[null,53,"SRN - Hants South"]
[null,54,"SRN - Isle of Wight"]
[null,55,"SRN - Kent Medway"]
[null,56,"SRN - Kent Thannet"]
[null,57,"SRN - Sussex Brighton"]
[null,58,"SRN - Sussex Hastings"]
[null,59,"SRN - Sussex North"]
[null,60,"SRN - Sussex Worthing"]
[null,61,"SSC - South Staffordshire"]
[null,62,"SVT - Bishops Castle"]
[null,63,"SVT - Forest and Stroud"]
[null,64,"SVT - Kinsall"]
[null,65,"SVT - Llandinam and Llanwrin"]
[null,66,"SVT - Mardy"]
[null,{"$f":"B86+1","v":67},"SVT - Newark"]
[null,68,"SVT - North Staffs"]
[null,69,"SVT - Nottinghamshire"]
[null,70,"SVT - Rutland"]
[null,71,"SVT - Ruyton"]
[null,72,"SVT - Shelton"]
[null,73,"SVT - Stafford"]
[null,74,"SVT - Strategic Grid"]
[null,75,"SVT - Whitchurch and Wem"]
[null,76,"SVT - Wolverhampton"]
[null,77,"SWT - Colliford"]
[null,78,"SWT - Roadford"]
[null,79,"SWT - Wimbleball"]
[null,80,"TMS - Guildford"]
[null,81,"TMS - Henley"]
[null,82,"TMS - Kennet Valley"]
[null,83,"TMS - London"]
[null,84,"TMS - Slough Wycombe Aylesbury"]
[null,85,"TMS - SWOX"]
[null,86,"UU - Carlisle"]
[null,87,"UU - Integrated"]
[null,88,"UU - North Eden"]
[null,89,"UU - West Cumbria"]
[null,90,"VWP - Tidworth"]
[null,91,"WSH - Alwen /Dee"]
[null,92,"WSH - Bala"]
[null,93,"WSH - Barmouth"]
[null,94,"WSH - Blaenau Ffestiniog"]
[null,95,"WSH - Brecon / Portis"]
[null,96,"WSH - Clwyd Coastal"]
[null,97,"WSH - Dyffryn Conwy"]
[null,98,"WSH - Elan/Builth Wells"]
[null,99,"WSH - Hereford C.U. System"]
[null,100,"WSH - Lleyn / Harlech"]
[null,101,"WSH - Llyswen"]
[null,102,"WSH - Mid & South Ceredigion"]
[null,103,"WSH - Monmouth"]
[null,104,"WSH - North Ceredigion"]
[null,105,"WSH - North Eryri / Ynys Mon"]
[null,106,"WSH - Pembrokeshire"]
[null,107,"WSH - Pilleth"]
[null,108,"WSH - Ross-on-Wye"]
[null,109,"WSH - SE Wales C.U. System"]
[null,110,"WSH - South Meirionydd"]
[null,111,"WSH - Tywi C.U. System"]
[null,112,"WSH - Tywyn / Aberdyfi"]
[null,113,"WSH - Vowchurch"]
[null,114,"WSH - Whitbourne"]
[null,115,"WSX - Companywide (WW)"]
[null,116,"YKY - East SWZ"]
[null,117,"YKY - Grid"]
[null,null,"lst_WRZ_sorted","lst_cent_long","lst_cent_lat","lst_baseline","lst_WAFU"]

{"sheet":"Interconnector costs","index":5,"n_rows":21,"n_cols":11,"rows_kept":21,"cut":false,"hidden":false,"merged":[]}
[null,{"$f":"MID(CELL(\"filename\",A1),FIND(\"]\",CELL(\"filename\",A1))+1,LEN(CELL(\"filename\",A1))-FIND(\"]\",CELL(\"filename\",A1)))","v":"Interconnector costs"}]
[null,"Notes:"]
[null,"The inputs are on the basis of unit costs for each level of interconnector volume. Each capacity point represents an increase in the size of the interconnector."]
[null,"How we derived out interconnector cost estimates is explained under key modelling challenges of Annex 2 of the Water resources appendix."]
[null,"The unit cost column (column D) chooses the costs, corresponding to the capacity depending on the scenario inputs."]
[]
[null,null,null,null,null,"2015 interconnector cost estimates","2015 interconnector cost estimates -10%","2015 interconnector cost estimates +10%","Spare","Spare","Spare"]
[null,null,"Capacity (Ml/d)",{"$f":"CHOOSE(opt_pipeline_model,F8,G8,H8,I8,J8,K8)","v":"Unit cost"},null,"Unit cost","Unit cost","Unit cost","Unit cost","Unit cost","Unit cost"]
[null,1,0,2.8610746606759352,null,{"$f":"F10","v":2.8610746606759352},2.5749671946083419,3.1471821267435289]
[null,{"$f":"B9+1","v":2},1.0178760197630934,2.8610746606759352,null,2.8610746606759352,{"$f":"F10*0.9","v":2.5749671946083419},{"$f":"F10*1.1","v":3.1471821267435289}]
[null,{"$f":"B10+1","v":3},4.0715040790523735,1.49206820611992,null,1.49206820611992,{"$f":"F11*0.9","v":1.3428613855079281},{"$f":"F11*1.1","v":1.6412750267319121}]
[null,4,9.1608841778678407,1.0325719544894916,null,1.0325719544894916,0.92931475904054239,1.1358291499384408]
[null,5,16.286016316209494,0.80184769651086807,null,0.80184769651086807,0.72166292685978128,0.88203246616195496]
[null,6,25.44690049407733,0.66298365472132259,null,0.66298365472132259,0.5966852892491904,0.72928202019345489]
[null,7,36.643536711471356,0.57018060983766461,null,0.57018060983766461,0.51316254885389812,0.6271986708214311]
[null,8,49.875924968391558,0.50375813602119224,null,0.50375813602119224,0.453382322419073,0.55413394962331153]
[null,9,65.144065264837948,0.45385492386942539,null,0.45385492386942539,0.40846943148248288,0.49924041625636795]
[null,10,82.447957600810525,0.41498259090445694,null,0.41498259090445694,0.37348433181401125,0.45648084999490268]
[null,11,101.78760197630929,0.38384297515188837,null,0.38384297515188837,0.34545867763669952,0.42222727266707721]
[null,12,123.16299839133426,0.35833436215473741,null,0.35833436215473741,0.32250092593926366,0.39416779837021115]
[null,13,146.57414684588542,0.33705388608682341,null,0.33705388608682341,0.30334849747814108,0.37075927469550579]

{"sheet":"Incremental AISC","index":6,"n_rows":125,"n_cols":12,"rows_kept":125,"cut":false,"hidden":false,"merged":[]}
[null,{"$f":"MID(CELL(\"filename\",A1),FIND(\"]\",CELL(\"filename\",A1))+1,LEN(CELL(\"filename\",A1))-FIND(\"]\",CELL(\"filename\",A1)))","v":"Incremental AISC"}]
[null,"Notes:"]
[null,"This tab reports the incremental ASIC for each WRZ in deficit. "]
[null,"How we chose the incremental scheme is explained under key modelling challenges of Annex 2 of the Water resources appendix."]
[]
[]
[null,null,null,null,null,null,"Incremental AISC (p/m3) "]
[null,null,"WRZ","WRZ ID","Incremental AISC",null,"Discount rate 1","Discount rate 2","Discount rate 3","Spare","Spare","Spare"]
[null,1,{"$f":"Lists!C21","v":"AFW - 1 Misbourne"},{"$f":"INDEX(WRZID,MATCH('Incremental AISC'!C9,lst_WRZ_sorted,0))","v":1},{"$f":"CHOOSE(opt_discountrate,G9,H9,I9,J9,K9,L9)","v":0}]
[null,{"$f":"B9+1","v":2},{"$f":"Lists!C22","v":"AFW - 2 Colne"},{"$f":"INDEX(WRZID,MATCH('Incremental AISC'!C10,lst_WRZ_sorted,0))","v":2},{"$f":"CHOOSE(opt_discountrate,G10,H10,I10,J10,K10,L10)","v":0}]
[null,{"$f":"B10+1","v":3},{"$f":"Lists!C23","v":"AFW - 3 Lee"},{"$f":"INDEX(WRZID,MATCH('Incremental AISC'!C11,lst_WRZ_sorted,0))","v":3},0]
[null,4,{"$f":"Lists!C24","v":"AFW - 4 Pinn"},{"$f":"INDEX(WRZID,MATCH('Incremental AISC'!C12,lst_WRZ_sorted,0))","v":4},{"$f":"CHOOSE(opt_discountrate,G12,H12,I12,J12,K12,L12)","v":0}]
[null,5,{"$f":"Lists!C25","v":"AFW - 5 Stort"},{"$f":"INDEX(WRZID,MATCH('Incremental AISC'!C13,lst_WRZ_sorted,0))","v":5},0]
[null,6,{"$f":"Lists!C26","v":"AFW - 6 Wey"},{"$f":"INDEX(WRZID,MATCH('Incremental AISC'!C14,lst_WRZ_sorted,0))","v":6},0]
[null,7,{"$f":"Lists!C27","v":"AFW - 7 Dour"},{"$f":"INDEX(WRZID,MATCH('Incremental AISC'!C15,lst_WRZ_sorted,0))","v":7},{"$f":"CHOOSE(opt_discountrate,G15,H15,I15,J15,K15,L15)","v":0}]
[null,8,{"$f":"Lists!C28","v":"AFW - 8 Brett"},{"$f":"INDEX(WRZID,MATCH('Incremental AISC'!C16,lst_WRZ_sorted,0))","v":8},0]
[null,9,{"$f":"Lists!C29","v":"ANH - Central Essex"},{"$f":"INDEX(WRZID,MATCH('Incremental AISC'!C17,lst_WRZ_sorted,0))","v":9},0]
[null,10,{"$f":"Lists!C30","v":"ANH - Central Lincolnshire"},{"$f":"INDEX(WRZID,MATCH('Incremental AISC'!C18,lst_WRZ_sorted,0))","v":10},0]
[null,11,{"$f":"Lists!C31","v":"ANH - CHEVELEY"},{"$f":"INDEX(WRZID,MATCH('Incremental AISC'!C19,lst_WRZ_sorted,0))","v":11},0]
[null,12,{"$f":"Lists!C32","v":"ANH - East Lincolnshire"},{"$f":"INDEX(WRZID,MATCH('Incremental AISC'!C20,lst_WRZ_sorted,0))","v":12},0]
[null,13,{"$f":"Lists!C33","v":"ANH - East Suffolk"},{"$f":"INDEX(WRZID,MATCH('Incremental AISC'!C21,lst_WRZ_sorted,0))","v":13},0]
[null,14,{"$f":"Lists!C34","v":"ANH - ELY"},{"$f":"INDEX(WRZID,MATCH('Incremental AISC'!C22,lst_WRZ_sorted,0))","v":14},0]
[null,15,{"$f":"Lists!C35","v":"ANH - Fenland"},{"$f":"INDEX(WRZID,MATCH('Incremental AISC'!C23,lst_WRZ_sorted,0))","v":15},0]
[null,16,{"$f":"Lists!C36","v":"ANH - Hartlepool"},{"$f":"INDEX(WRZID,MATCH('Incremental AISC'!C24,lst_WRZ_sorted,0))","v":16},0]
[null,17,{"$f":"Lists!C37","v":"ANH - Hunstanton"},{"$f":"INDEX(WRZID,MATCH('Incremental AISC'!C25,lst_WRZ_sorted,0))","v":17},0]
[null,18,{"$f":"Lists!C38","v":"ANH - NEWMARKET"},{"$f":"INDEX(WRZID,MATCH('Incremental AISC'!C26,lst_WRZ_sorted,0))","v":18},0]
[null,19,{"$f":"Lists!C39","v":"ANH - Norfolk Rural"},{"$f":"INDEX(WRZID,MATCH('Incremental AISC'!C27,lst_WRZ_sorted,0))","v":19},0]
[null,20,{"$f":"Lists!C40","v":"ANH - North Norfolk Coast"},{"$f":"INDEX(WRZID,MATCH('Incremental AISC'!C28,lst_WRZ_sorted,0))","v":20},0]
[null,21,{"$f":"Lists!C41","v":"ANH - Norwich and the Broads"},{"$f":"INDEX(WRZID,MATCH('Incremental AISC'!C29,lst_WRZ_sorted,0))","v":21},0]
[null,22,{"$f":"Lists!C42","v":"ANH - Ruthamford North"},{"$f":"INDEX(WRZID,MATCH('Incremental AISC'!C30,lst_WRZ_sorted,0))","v":22},0]
[null,23,{"$f":"Lists!C43","v":"ANH - Ruthamford South"},{"$f":"INDEX(WRZID,MATCH('Incremental AISC'!C31,lst_WRZ_sorted,0))","v":23},{"$f":"CHOOSE(opt_discountrate,G31,H31,I31,J31,K31,L31)","v":0}]
[null,24,{"$f":"Lists!C44","v":"ANH - South Essex"},{"$f":"INDEX(WRZID,MATCH('Incremental AISC'!C32,lst_WRZ_sorted,0))","v":24},0]
[null,25,{"$f":"Lists!C45","v":"ANH - SUDBURY"},{"$f":"INDEX(WRZID,MATCH('Incremental AISC'!C33,lst_WRZ_sorted,0))","v":25},0]
[null,26,{"$f":"Lists!C46","v":"ANH - West Lincolnshire"},{"$f":"INDEX(WRZID,MATCH('Incremental AISC'!C34,lst_WRZ_sorted,0))","v":26},0]
[null,27,{"$f":"Lists!C47","v":"ANH - WEST SUFFOLK"},{"$f":"INDEX(WRZID,MATCH('Incremental AISC'!C35,lst_WRZ_sorted,0))","v":27},0]
[null,28,{"$f":"Lists!C48","v":"BRL - Bristol"},{"$f":"INDEX(WRZID,MATCH('Incremental AISC'!C36,lst_WRZ_sorted,0))","v":28},0]
[null,29,{"$f":"Lists!C49","v":"CAM - Cambridge"},{"$f":"INDEX(WRZID,MATCH('Incremental AISC'!C37,lst_WRZ_sorted,0))","v":29},0]
[null,30,{"$f":"Lists!C50","v":"CHL - Cholderton & District"},{"$f":"INDEX(WRZID,MATCH('Incremental AISC'!C38,lst_WRZ_sorted,0))","v":30},0]
[null,31,{"$f":"Lists!C51","v":"DVW - Chester"},{"$f":"INDEX(WRZID,MATCH('Incremental AISC'!C39,lst_WRZ_sorted,0))","v":31},0]
[null,32,{"$f":"Lists!C52","v":"DVW - Wrexham"},{"$f":"INDEX(WRZID,MATCH('Incremental AISC'!C40,lst_WRZ_sorted,0))","v":32},0]
[null,33,{"$f":"Lists!C53","v":"ESK - Blyth"},{"$f":"INDEX(WRZID,MATCH('Incremental AISC'!C41,lst_WRZ_sorted,0))","v":33},0]
[null,34,{"$f":"Lists!C54","v":"ESK - Essex"},{"$f":"INDEX(WRZID,MATCH('Incremental AISC'!C42,lst_WRZ_sorted,0))","v":34},0]
[null,35,{"$f":"Lists!C55","v":"ESK - Hartismere"},{"$f":"INDEX(WRZID,MATCH('Incremental AISC'!C43,lst_WRZ_sorted,0))","v":35},0]
[null,36,{"$f":"Lists!C56","v":"ESK - Northern & Central"},{"$f":"INDEX(WRZID,MATCH('Incremental AISC'!C44,lst_WRZ_sorted,0))","v":36},0]
[null,37,{"$f":"Lists!C57","v":"NNE - Berwick-Fowberry"},{"$f":"INDEX(WRZID,MATCH('Incremental AISC'!C45,lst_WRZ_sorted,0))","v":37},0]
[null,38,{"$f":"Lists!C58","v":"NNE - Kielder"},{"$f":"INDEX(WRZID,MATCH('Incremental AISC'!C46,lst_WRZ_sorted,0))","v":38},0]
[null,39,{"$f":"Lists!C59","v":"PRT - Companywide (portsmouth)"},{"$f":"INDEX(WRZID,MATCH('Incremental AISC'!C47,lst_WRZ_sorted,0))","v":39},0]
[null,40,{"$f":"Lists!C60","v":"SBW - Companywide (SBW)"},{"$f":"INDEX(WRZID,MATCH('Incremental AISC'!C48,lst_WRZ_sorted,0))","v":40},0]
[null,41,{"$f":"Lists!C61","v":"SES - East Surrey"},{"$f":"INDEX(WRZID,MATCH('Incremental AISC'!C49,lst_WRZ_sorted,0))","v":41},0]
[null,42,{"$f":"Lists!C62","v":"SES - Sutton"},{"$f":"INDEX(WRZID,MATCH('Incremental AISC'!C50,lst_WRZ_sorted,0))","v":42},0]
[null,43,{"$f":"Lists!C63","v":"SEW - 1"},{"$f":"INDEX(WRZID,MATCH('Incremental AISC'!C51,lst_WRZ_sorted,0))","v":43},0]
[null,44,{"$f":"Lists!C64","v":"SEW - 2"},{"$f":"INDEX(WRZID,MATCH('Incremental AISC'!C52,lst_WRZ_sorted,0))","v":44},0]
[null,45,{"$f":"Lists!C65","v":"SEW - 3"},{"$f":"INDEX(WRZID,MATCH('Incremental AISC'!C53,lst_WRZ_sorted,0))","v":45},0]
[null,46,{"$f":"Lists!C66","v":"SEW - 4"},{"$f":"INDEX(WRZID,MATCH('Incremental AISC'!C54,lst_WRZ_sorted,0))","v":46},0]
[null,47,{"$f":"Lists!C67","v":"SEW - 5"},{"$f":"INDEX(WRZID,MATCH('Incremental AISC'!C55,lst_WRZ_sorted,0))","v":47},0]
[null,48,{"$f":"Lists!C68","v":"SEW - 6"},{"$f":"INDEX(WRZID,MATCH('Incremental AISC'!C56,lst_WRZ_sorted,0))","v":48},0]
[null,49,{"$f":"Lists!C69","v":"SEW - 7"},{"$f":"INDEX(WRZID,MATCH('Incremental AISC'!C57,lst_WRZ_sorted,0))","v":49},0]
[null,50,{"$f":"Lists!C70","v":"SEW - 8"},{"$f":"INDEX(WRZID,MATCH('Incremental AISC'!C58,lst_WRZ_sorted,0))","v":50},0]
[null,51,{"$f":"Lists!C71","v":"SRN - Hants Andover"},{"$f":"INDEX(WRZID,MATCH('Incremental AISC'!C59,lst_WRZ_sorted,0))","v":51},0]
[null,52,{"$f":"Lists!C72","v":"SRN - Hants Kingsclere"},{"$f":"INDEX(WRZID,MATCH('Incremental AISC'!C60,lst_WRZ_sorted,0))","v":52},0]
[null,53,{"$f":"Lists!C73","v":"SRN - Hants South"},{"$f":"INDEX(WRZID,MATCH('Incremental AISC'!C61,lst_WRZ_sorted,0))","v":53},0]
[null,54,{"$f":"Lists!C74","v":"SRN - Isle of Wight"},{"$f":"INDEX(WRZID,MATCH('Incremental AISC'!C62,lst_WRZ_sorted,0))","v":54},0]
[null,55,{"$f":"Lists!C75","v":"SRN - Kent Medway"},{"$f":"INDEX(WRZID,MATCH('Incremental AISC'!C63,lst_WRZ_sorted,0))","v":55},0]
[null,56,{"$f":"Lists!C76","v":"SRN - Kent Thannet"},{"$f":"INDEX(WRZID,MATCH('Incremental AISC'!C64,lst_WRZ_sorted,0))","v":56},0]
[null,57,{"$f":"Lists!C77","v":"SRN - Sussex Brighton"},{"$f":"INDEX(WRZID,MATCH('Incremental AISC'!C65,lst_WRZ_sorted,0))","v":57},0]
[null,58,{"$f":"Lists!C78","v":"SRN - Sussex Hastings"},{"$f":"INDEX(WRZID,MATCH('Incremental AISC'!C66,lst_WRZ_sorted,0))","v":58},0]
[null,59,{"$f":"Lists!C79","v":"SRN - Sussex North"},{"$f":"INDEX(WRZID,MATCH('Incremental AISC'!C67,lst_WRZ_sorted,0))","v":59},0]
[null,60,{"$f":"Lists!C80","v":"SRN - Sussex Worthing"},{"$f":"INDEX(WRZID,MATCH('Incremental AISC'!C68,lst_WRZ_sorted,0))","v":60},0]
[null,61,{"$f":"Lists!C81","v":"SSC - South Staffordshire"},{"$f":"INDEX(WRZID,MATCH('Incremental AISC'!C69,lst_WRZ_sorted,0))","v":61},0]
[null,62,{"$f":"Lists!C82","v":"SVT - Bishops Castle"},{"$f":"INDEX(WRZID,MATCH('Incremental AISC'!C70,lst_WRZ_sorted,0))","v":62},0]
[null,63,{"$f":"Lists!C83","v":"SVT - Forest and Stroud"},{"$f":"INDEX(WRZID,MATCH('Incremental AISC'!C71,lst_WRZ_sorted,0))","v":63},0]
[null,64,{"$f":"Lists!C84","v":"SVT - Kinsall"},{"$f":"INDEX(WRZID,MATCH('Incremental AISC'!C72,lst_WRZ_sorted,0))","v":64},0]
[null,65,{"$f":"Lists!C85","v":"SVT - Llandinam and Llanwrin"},{"$f":"INDEX(WRZID,MATCH('Incremental AISC'!C73,lst_WRZ_sorted,0))","v":65},0]
[null,66,{"$f":"Lists!C86","v":"SVT - Mardy"},{"$f":"INDEX(WRZID,MATCH('Incremental AISC'!C74,lst_WRZ_sorted,0))","v":66},0]
[null,{"$f":"B74+1","v":67},{"$f":"Lists!C87","v":"SVT - Newark"},{"$f":"INDEX(WRZID,MATCH('Incremental AISC'!C75,lst_WRZ_sorted,0))","v":67},0]
[null,68,{"$f":"Lists!C88","v":"SVT - North Staffs"},{"$f":"INDEX(WRZID,MATCH('Incremental AISC'!C76,lst_WRZ_sorted,0))","v":68},0]
[null,69,{"$f":"Lists!C89","v":"SVT - Nottinghamshire"},{"$f":"INDEX(WRZID,MATCH('Incremental AISC'!C77,lst_WRZ_sorted,0))","v":69},0]
[null,70,{"$f":"Lists!C90","v":"SVT - Rutland"},{"$f":"INDEX(WRZID,MATCH('Incremental AISC'!C78,lst_WRZ_sorted,0))","v":70},0]
[null,71,{"$f":"Lists!C91","v":"SVT - Ruyton"},{"$f":"INDEX(WRZID,MATCH('Incremental AISC'!C79,lst_WRZ_sorted,0))","v":71},0]
[null,72,{"$f":"Lists!C92","v":"SVT - Shelton"},{"$f":"INDEX(WRZID,MATCH('Incremental AISC'!C80,lst_WRZ_sorted,0))","v":72},0]
[null,73,{"$f":"Lists!C93","v":"SVT - Stafford"},{"$f":"INDEX(WRZID,MATCH('Incremental AISC'!C81,lst_WRZ_sorted,0))","v":73},0]
[null,74,{"$f":"Lists!C94","v":"SVT - Strategic Grid"},{"$f":"INDEX(WRZID,MATCH('Incremental AISC'!C82,lst_WRZ_sorted,0))","v":74},0]
[null,75,{"$f":"Lists!C95","v":"SVT - Whitchurch and Wem"},{"$f":"INDEX(WRZID,MATCH('Incremental AISC'!C83,lst_WRZ_sorted,0))","v":75},0]
[null,76,{"$f":"Lists!C96","v":"SVT - Wolverhampton"},{"$f":"INDEX(WRZID,MATCH('Incremental AISC'!C84,lst_WRZ_sorted,0))","v":76},0]
[null,77,{"$f":"Lists!C97","v":"SWT - Colliford"},{"$f":"INDEX(WRZID,MATCH('Incremental AISC'!C85,lst_WRZ_sorted,0))","v":77},0]
[null,78,{"$f":"Lists!C98","v":"SWT - Roadford"},{"$f":"INDEX(WRZID,MATCH('Incremental AISC'!C86,lst_WRZ_sorted,0))","v":78},0]
[null,79,{"$f":"Lists!C99","v":"SWT - Wimbleball"},{"$f":"INDEX(WRZID,MATCH('Incremental AISC'!C87,lst_WRZ_sorted,0))","v":79},0]
[null,80,{"$f":"Lists!C100","v":"TMS - Guildford"},{"$f":"INDEX(WRZID,MATCH('Incremental AISC'!C88,lst_WRZ_sorted,0))","v":80},0]
[null,81,{"$f":"Lists!C101","v":"TMS - Henley"},{"$f":"INDEX(WRZID,MATCH('Incremental AISC'!C89,lst_WRZ_sorted,0))","v":81},0]
[null,82,{"$f":"Lists!C102","v":"TMS - Kennet Valley"},{"$f":"INDEX(WRZID,MATCH('Incremental AISC'!C90,lst_WRZ_sorted,0))","v":82},0]
[null,83,{"$f":"Lists!C103","v":"TMS - London"},{"$f":"INDEX(WRZID,MATCH('Incremental AISC'!C91,lst_WRZ_sorted,0))","v":83},0]
[null,84,{"$f":"Lists!C104","v":"TMS - Slough Wycombe Aylesbury"},{"$f":"INDEX(WRZID,MATCH('Incremental AISC'!C92,lst_WRZ_sorted,0))","v":84},0]
[null,85,{"$f":"Lists!C105","v":"TMS - SWOX"},{"$f":"INDEX(WRZID,MATCH('Incremental AISC'!C93,lst_WRZ_sorted,0))","v":85},0]
[null,86,{"$f":"Lists!C106","v":"UU - Carlisle"},{"$f":"INDEX(WRZID,MATCH('Incremental AISC'!C94,lst_WRZ_sorted,0))","v":86},0]
[null,87,{"$f":"Lists!C107","v":"UU - Integrated"},{"$f":"INDEX(WRZID,MATCH('Incremental AISC'!C95,lst_WRZ_sorted,0))","v":87},{"$f":"CHOOSE(opt_discountrate,G95,H95,I95,J95,K95,L95)","v":0}]
[null,88,{"$f":"Lists!C108","v":"UU - North Eden"},{"$f":"INDEX(WRZID,MATCH('Incremental AISC'!C96,lst_WRZ_sorted,0))","v":88},0]
[null,89,{"$f":"Lists!C109","v":"UU - West Cumbria"},{"$f":"INDEX(WRZID,MATCH('Incremental AISC'!C97,lst_WRZ_sorted,0))","v":89},0]
[null,90,{"$f":"Lists!C110","v":"VWP - Tidworth"},{"$f":"INDEX(WRZID,MATCH('Incremental AISC'!C98,lst_WRZ_sorted,0))","v":90},0]
[null,91,{"$f":"Lists!C111","v":"WSH - Alwen /Dee"},{"$f":"INDEX(WRZID,MATCH('Incremental AISC'!C99,lst_WRZ_sorted,0))","v":91},0]
[null,92,{"$f":"Lists!C112","v":"WSH - Bala"},{"$f":"INDEX(WRZID,MATCH('Incremental AISC'!C100,lst_WRZ_sorted,0))","v":92},0]
[null,93,{"$f":"Lists!C113","v":"WSH - Barmouth"},{"$f":"INDEX(WRZID,MATCH('Incremental AISC'!C101,lst_WRZ_sorted,0))","v":93},0]
[null,94,{"$f":"Lists!C114","v":"WSH - Blaenau Ffestiniog"},{"$f":"INDEX(WRZID,MATCH('Incremental AISC'!C102,lst_WRZ_sorted,0))","v":94},0]
[null,95,{"$f":"Lists!C115","v":"WSH - Brecon / Portis"},{"$f":"INDEX(WRZID,MATCH('Incremental AISC'!C103,lst_WRZ_sorted,0))","v":95},0]
[null,96,{"$f":"Lists!C116","v":"WSH - Clwyd Coastal"},{"$f":"INDEX(WRZID,MATCH('Incremental AISC'!C104,lst_WRZ_sorted,0))","v":96},0]
[null,97,{"$f":"Lists!C117","v":"WSH - Dyffryn Conwy"},{"$f":"INDEX(WRZID,MATCH('Incremental AISC'!C105,lst_WRZ_sorted,0))","v":97},0]
[null,98,{"$f":"Lists!C118","v":"WSH - Elan/Builth Wells"},{"$f":"INDEX(WRZID,MATCH('Incremental AISC'!C106,lst_WRZ_sorted,0))","v":98},0]
[null,99,{"$f":"Lists!C119","v":"WSH - Hereford C.U. System"},{"$f":"INDEX(WRZID,MATCH('Incremental AISC'!C107,lst_WRZ_sorted,0))","v":99},0]
[null,100,{"$f":"Lists!C120","v":"WSH - Lleyn / Harlech"},{"$f":"INDEX(WRZID,MATCH('Incremental AISC'!C108,lst_WRZ_sorted,0))","v":100},0]
[null,101,{"$f":"Lists!C121","v":"WSH - Llyswen"},{"$f":"INDEX(WRZID,MATCH('Incremental AISC'!C109,lst_WRZ_sorted,0))","v":101},0]
[null,102,{"$f":"Lists!C122","v":"WSH - Mid & South Ceredigion"},{"$f":"INDEX(WRZID,MATCH('Incremental AISC'!C110,lst_WRZ_sorted,0))","v":102},0]
[null,103,{"$f":"Lists!C123","v":"WSH - Monmouth"},{"$f":"INDEX(WRZID,MATCH('Incremental AISC'!C111,lst_WRZ_sorted,0))","v":103},0]
[null,104,{"$f":"Lists!C124","v":"WSH - North Ceredigion"},{"$f":"INDEX(WRZID,MATCH('Incremental AISC'!C112,lst_WRZ_sorted,0))","v":104},0]
[null,105,{"$f":"Lists!C125","v":"WSH - North Eryri / Ynys Mon"},{"$f":"INDEX(WRZID,MATCH('Incremental AISC'!C113,lst_WRZ_sorted,0))","v":105},0]
[null,106,{"$f":"Lists!C126","v":"WSH - Pembrokeshire"},{"$f":"INDEX(WRZID,MATCH('Incremental AISC'!C114,lst_WRZ_sorted,0))","v":106},0]
[null,107,{"$f":"Lists!C127","v":"WSH - Pilleth"},{"$f":"INDEX(WRZID,MATCH('Incremental AISC'!C115,lst_WRZ_sorted,0))","v":107},0]
[null,108,{"$f":"Lists!C128","v":"WSH - Ross-on-Wye"},{"$f":"INDEX(WRZID,MATCH('Incremental AISC'!C116,lst_WRZ_sorted,0))","v":108},0]
[null,109,{"$f":"Lists!C129","v":"WSH - SE Wales C.U. System"},{"$f":"INDEX(WRZID,MATCH('Incremental AISC'!C117,lst_WRZ_sorted,0))","v":109},0]
[null,110,{"$f":"Lists!C130","v":"WSH - South Meirionydd"},{"$f":"INDEX(WRZID,MATCH('Incremental AISC'!C118,lst_WRZ_sorted,0))","v":110},0]
[null,111,{"$f":"Lists!C131","v":"WSH - Tywi C.U. System"},{"$f":"INDEX(WRZID,MATCH('Incremental AISC'!C119,lst_WRZ_sorted,0))","v":111},0]
[null,112,{"$f":"Lists!C132","v":"WSH - Tywyn / Aberdyfi"},{"$f":"INDEX(WRZID,MATCH('Incremental AISC'!C120,lst_WRZ_sorted,0))","v":112},0]
[null,113,{"$f":"Lists!C133","v":"WSH - Vowchurch"},{"$f":"INDEX(WRZID,MATCH('Incremental AISC'!C121,lst_WRZ_sorted,0))","v":113},0]
[null,114,{"$f":"Lists!C134","v":"WSH - Whitbourne"},{"$f":"INDEX(WRZID,MATCH('Incremental AISC'!C122,lst_WRZ_sorted,0))","v":114},0]
[null,115,{"$f":"Lists!C135","v":"WSX - Companywide (WW)"},{"$f":"INDEX(WRZID,MATCH('Incremental AISC'!C123,lst_WRZ_sorted,0))","v":115},0]
[null,116,{"$f":"Lists!C136","v":"YKY - East SWZ"},{"$f":"INDEX(WRZID,MATCH('Incremental AISC'!C124,lst_WRZ_sorted,0))","v":116},0]
[null,117,{"$f":"Lists!C137","v":"YKY - Grid"},{"$f":"INDEX(WRZID,MATCH('Incremental AISC'!C125,lst_WRZ_sorted,0))","v":117},0]

{"sheet":"WRZ connections","index":7,"n_rows":161,"n_cols":17,"rows_kept":161,"cut":false,"hidden":false,"merged":[]}
[null,{"$f":"MID(CELL(\"filename\",A1),FIND(\"]\",CELL(\"filename\",A1))+1,LEN(CELL(\"filename\",A1))-FIND(\"]\",CELL(\"filename\",A1)))","v":"WRZ connections"}]
[null,"Notes:"]
[null,"This sheet lists possible connections between WRZs in deficit and other WRZs based on a given set of criteria (note these may have also have deficits). "]
[null,"How we identified the possible interconnections is explained under key modelling challenges of Annex 2 of the Water resources appendix."]
[]
[null,null,"Import zone","Export zone",null,"Neighbouring WRZs + WRZs within 50km",null,"Neighbouring WRZs + WRZs within 25km",null,"Neighbouring WRZs + WRZs within 75km",null,"Spare",null,"Spare",null,"Spare"]
[null,null,"ID","ID",null,"Import zone ID","Export zone ID","Import zone ID","Export zone ID","Import zone ID","Export zone ID","Import zone ID","Export zone ID","Import zone ID","Export zone ID","Import zone ID","Export zone ID"]
[null,1,{"$f":"CHOOSE(opt_interconnection_WRZ,F8,H8,J8,L8,N8,P8)","v":69},{"$f":"CHOOSE(opt_interconnection_WRZ,G8,I8,K8,M8,O8,Q8)","v":67},null,69,67,69,67,69,67]
[null,{"$f":"B8+1","v":2},69,26,null,69,26,46,82,69,26]
[null,{"$f":"B9+1","v":3},69,10,null,69,10,46,81,69,10]
[null,4,28,63,null,28,63,45,58,69,70]
[null,5,28,103,null,28,103,59,80,69,12]
[null,6,46,1,null,46,1,49,58,28,30]
[null,7,46,84,null,46,84,4,2,28,63]
[null,8,46,47,null,46,47,4,1,28,103]
[null,9,46,80,null,46,80,6,80,28,108]
[null,10,46,51,null,46,51,21,20,28,115]
[null,11,46,52,null,46,52,3,2,46,41]
[null,12,46,82,null,46,82,74,76,46,47]
[null,13,46,81,null,46,81,13,35,46,80]
[null,14,45,58,null,45,58,69,26,46,39]
[null,15,44,58,null,44,58,69,10,46,2]
[null,16,44,41,null,44,41,28,63,46,81]
[null,17,57,41,null,57,41,28,115,46,1]
[null,18,57,80,null,57,80,46,84,46,84]
[null,19,59,41,null,59,41,46,47,46,51]
[null,20,59,47,null,59,47,46,52,46,52]
[null,21,59,80,null,59,80,44,41,46,82]
[null,22,59,39,null,59,39,59,41,46,30]
[null,23,53,47,null,53,47,59,47,45,58]
[null,24,53,40,null,53,40,59,39,45,41]
[null,25,53,51,null,53,51,53,47,44,58]
[null,26,53,52,null,53,52,53,39,44,41]
[null,27,53,30,null,53,30,53,40,44,47]
[null,28,53,39,null,53,39,53,51,44,80]
[null,29,55,34,null,55,34,53,52,44,39]
[null,30,60,41,null,60,41,53,30,57,58]
[null,31,60,47,null,60,47,53,115,57,41]
[null,32,60,80,null,60,80,60,39,57,47]
[null,33,{"$f":"CHOOSE(opt_interconnection_WRZ,F40,H40,J40,L40,N40,P40)","v":60},{"$f":"CHOOSE(opt_interconnection_WRZ,G40,I40,K40,M40,O40,Q40)","v":39},null,60,39,83,34,57,80]
[null,34,83,34,null,83,34,83,2,57,39]
[null,35,83,2,null,83,2,83,41,59,41]
[null,36,83,1,null,83,1,117,116,59,47]
[null,37,83,41,null,83,41,117,26,59,80]
[null,38,49,58,null,49,58,117,38,59,39]
[null,39,50,58,null,50,58,117,87,59,81]
[null,40,48,34,null,48,34,50,58,59,51]
[null,41,48,58,null,48,58,4,84,59,52]
[null,42,48,41,null,48,41,6,84,59,82]
[null,43,4,2,null,4,2,6,41,53,47]
[null,44,4,1,null,4,1,6,47,53,80]
[null,45,4,84,null,4,84,21,36,53,39]
[null,46,4,41,null,4,41,21,19,53,81]
[null,47,4,80,null,4,80,3,29,53,51]
[null,48,4,81,null,4,81,3,1,53,40]
[null,49,6,2,null,6,2,3,84,53,52]
[null,50,6,1,null,6,1,74,22,53,82]
[null,51,6,84,null,6,84,74,10,53,30]
[null,52,6,41,null,6,41,74,68,55,58]
[null,53,6,47,null,6,47,74,61,55,34]
[null,54,6,80,null,6,80,74,70,55,8]
[null,55,6,82,null,6,82,74,63,55,41]
[null,56,6,81,null,6,81,74,62,55,2]
[null,57,21,36,null,21,36,74,72,56,58]
[null,58,21,19,null,21,19,74,87,56,34]
[null,59,21,20,null,21,20,74,99,56,8]
[null,60,21,33,null,21,33,74,108,60,41]
[null,61,21,35,null,21,35,13,33,60,47]
[null,62,3,29,null,3,29,13,8,60,80]
[null,63,3,2,null,3,2,13,25,60,39]
[null,64,3,1,null,3,1,null,null,83,34]
[null,65,{"$f":"CHOOSE(opt_interconnection_WRZ,F72,H72,J72,L72,N72,P72)","v":3},{"$f":"CHOOSE(opt_interconnection_WRZ,G72,I72,K72,M72,O72,Q72)","v":84},null,3,84,null,null,83,41]
[null,66,74,75,null,74,75,null,null,83,80]
[null,{"$f":"B73+1","v":67},74,73,null,74,73,null,null,83,2]
[null,68,74,64,null,74,64,null,null,83,81]
[null,69,74,72,null,74,72,null,null,83,1]
[null,70,74,71,null,74,71,null,null,83,84]
[null,71,74,61,null,74,61,null,null,117,26]
[null,72,74,76,null,74,76,null,null,117,116]
[null,73,74,62,null,74,62,null,null,49,58]
[null,74,74,99,null,74,99,null,null,49,34]
[null,75,74,107,null,74,107,null,null,49,41]
[null,76,13,33,null,13,33,null,null,50,58]
[null,77,13,8,null,13,8,null,null,50,34]
[null,78,13,35,null,13,35,null,null,50,41]
[null,79,13,25,null,13,25,null,null,48,58]
[null,80,28,115,null,28,115,null,null,48,34]
[null,81,53,115,null,53,115,null,null,48,41]
[null,82,117,116,null,117,116,null,null,48,80]
[null,83,117,26,null,117,26,null,null,48,2]
[null,84,117,38,null,117,38,null,null,4,34]
[null,85,117,87,null,117,87,null,null,4,41]
[null,86,74,22,null,74,22,null,null,4,47]
[null,87,74,10,null,74,10,null,null,4,80]
[null,88,74,68,null,74,68,null,null,4,2]
[null,89,74,70,null,74,70,null,null,4,81]
[null,90,74,63,null,74,63,null,null,4,1]
[null,91,74,87,null,74,87,null,null,4,84]
[null,92,74,108,null,74,108,null,null,4,52]
[null,93,0,0,null,null,null,null,null,4,82]
[null,94,0,0,null,null,null,null,null,6,41]
[null,95,0,0,null,null,null,null,null,6,47]
[null,96,0,0,null,null,null,null,null,6,80]
[null,97,{"$f":"CHOOSE(opt_interconnection_WRZ,F104,H104,J104,L104,N104,P104)","v":0},{"$f":"CHOOSE(opt_interconnection_WRZ,G104,I104,K104,M104,O104,Q104)","v":0},null,null,null,null,null,6,39]
[null,98,0,0,null,null,null,null,null,6,2]
[null,99,0,0,null,null,null,null,null,6,81]
[null,100,0,0,null,null,null,null,null,6,1]
[null,101,0,0,null,null,null,null,null,6,84]
[null,102,0,0,null,null,null,null,null,6,51]
[null,103,0,0,null,null,null,null,null,6,52]
[null,104,0,0,null,null,null,null,null,6,82]
[null,105,0,0,null,null,null,null,null,21,33]
[null,106,0,0,null,null,null,null,null,21,36]
[null,107,0,0,null,null,null,null,null,21,35]
[null,108,0,0,null,null,null,null,null,21,19]
[null,109,0,0,null,null,null,null,null,21,20]
[null,110,0,0,null,null,null,null,null,21,18]
[null,111,0,0,null,null,null,null,null,3,34]
[null,112,0,0,null,null,null,null,null,3,25]
[null,113,0,0,null,null,null,null,null,3,29]
[null,114,0,0,null,null,null,null,null,3,18]
[null,115,0,0,null,null,null,null,null,3,41]
[null,116,0,0,null,null,null,null,null,3,22]
[null,117,0,0,null,null,null,null,null,3,2]
[null,118,0,0,null,null,null,null,null,3,81]
[null,119,0,0,null,null,null,null,null,3,1]
[null,120,0,0,null,null,null,null,null,3,84]
[null,121,0,0,null,null,null,null,null,74,75]
[null,122,0,0,null,null,null,null,null,74,73]
[null,123,0,0,null,null,null,null,null,74,62]
[null,124,0,0,null,null,null,null,null,74,76]
[null,125,0,0,null,null,null,null,null,74,64]
[null,126,0,0,null,null,null,null,null,74,66]
[null,127,0,0,null,null,null,null,null,74,72]
[null,128,0,0,null,null,null,null,null,74,68]
[null,129,{"$f":"CHOOSE(opt_interconnection_WRZ,F136,H136,J136,L136,N136,P136)","v":0},{"$f":"CHOOSE(opt_interconnection_WRZ,G136,I136,K136,M136,O136,Q136)","v":0},null,null,null,null,null,74,71]
[null,130,0,0,null,null,null,null,null,74,32]
[null,{"$f":"B137+1","v":131},0,0,null,null,null,null,null,74,61]
[null,132,0,0,null,null,null,null,null,74,99]
[null,133,0,0,null,null,null,null,null,74,108]
[null,134,0,0,null,null,null,null,null,74,113]
[null,135,0,0,null,null,null,null,null,74,101]
[null,136,0,0,null,null,null,null,null,74,65]
[null,137,0,0,null,null,null,null,null,74,107]
[null,138,0,0,null,null,null,null,null,74,98]
[null,139,0,0,null,null,null,null,null,13,33]
[null,140,0,0,null,null,null,null,null,13,36]
[null,141,0,0,null,null,null,null,null,13,35]
[null,142,0,0,null,null,null,null,null,13,19]
[null,143,0,0,null,null,null,null,null,13,34]
[null,144,0,0,null,null,null,null,null,13,8]
[null,145,0,0,null,null,null,null,null,13,25]
[null,146,0,0,null,null,null,null,null,13,18]
[null,147,0,0,null,null,null,null,null,53,115]
[null,148,0,0,null,null,null,null,null,117,38]
[null,149,0,0,null,null,null,null,null,117,87]
[null,150,0,0,null,null,null,null,null,74,22]
[null,151,0,0,null,null,null,null,null,74,10]
[null,152,0,0,null,null,null,null,null,74,70]
[null,153,0,0,null,null,null,null,null,74,63]
[null,154,0,0,null,null,null,null,null,74,87]

{"sheet":"Calculations -->","index":8,"n_rows":4,"n_cols":3,"rows_kept":4,"cut":false,"hidden":false,"merged":[]}
[]
[]
[null,null,{"$f":"MID(CELL(\"filename\",A1),FIND(\"]\",CELL(\"filename\",A1))+1,LEN(CELL(\"filename\",A1))-FIND(\"]\",CELL(\"filename\",A1)))","v":"Calculations -->"}]
[null,null,"Notes:"]

{"sheet":"Interconnections","index":9,"n_rows":201,"n_cols":81,"rows_kept":201,"cut":false,"hidden":false,"merged":[]}
[null,null,{"$f":"MID(CELL(\"filename\",D1),FIND(\"]\",CELL(\"filename\",D1))+1,LEN(CELL(\"filename\",D1))-FIND(\"]\",CELL(\"filename\",D1)))","v":"Interconnections"}]
[null,null,"Notes:"]
[null,null,"This tab calculates the optimal (defined as being the most valuable in terms of cost savings) interconnection for a given round. The tab is set up so that the results of previous rounds are taken into account in calculating interconnections (i.e. if round >1). "]
[null,null,"The macro that runs this model takes the results of each round and pastes it onto the all interconnections tab, the calculations of this tab are set up to look up this data so that previous rounds are taken account of in an iterative fashion."]
[null,null,"The tab is split into two separate calculations, columns C-AF are set up to calculate the most valuable interconnection for each round, columns AH-AO keep track of the deficit and water available for export after each round."]
[null,null,"The calculations used in this tab are set out with a worked example in Annex 2 of the Water resources appendix."]
[null,null,"Round number - This is used by the generate interconnections macro to keep track of which round the model is on."]
[null,null,"Interconnection number - An identifier for each pair of WRZs from the WRZ connections tab"]
[null,null,"Import zone: ID - Lookup from WRZ connections tab"]
[null,null,"Import zone: Name - Lookup from Lists tab"]
[null,null,"Import zone: Baseline balance 2039/40 (Ml/d) - If round = 1, lookup from Lists data tab, else a lookup from All interconnections (to take in account previous allocations)"]
[null,null,"Import zone: Import zone AISC (p/m3) -  Lookup from Incremental AISC tab"]
[null,null,"Import zone: Import zone centre longitude - Lookup from Lists tab"]
[null,null,"Import zone: Import zone centre latitude - Lookup from Lists tab"]
[null,null,"Export zone: ID - Lookup from WRZ connections tab"]
[null,null,"Export zone: Name - Lookup from Lists tab"]
[null,null,"Export zone: Baseline balance 2039/40 (Ml/d) - Lookup from Lists data tab (note this does not change in later rounds as the key value here is Total water available for export)"]
[null,null,"Export zone: Total WAFU that could be exported (Ml/d) - Lookup from Lists data tab and dependent on chosen option"]
[null,null,"Export zone: WAFU for export (Ml/d) - Calculation of the % of WAFU that is for export (if applicable)."]
[null,null,"Export zone: Total water available for export (Ml/d) - Calculation, if round 1 sum of surplus plus chosen option for WAFU. In later rounds the calculation takes into account the allocation of water for export in earlier rounds."]
[null,null,"Export zone: Surplus capacity component cost (p/m3) - As all WRZs in the export list have a surplus, and we have no AISC information this defaults to the assumed cost for surplus capacity"]
[null,null,"Export zone: WAFU component cost (p/m3) - Lookup, dependent on chosen option"]
[null,null,"Export zone: Total water available for export cost (p/m3) - Calculation of weighed AISC (between surplus water and WAFU water)"]
[null,null,"Export zone: Export zone centre longitude - Lookup from Lists tab"]
[null,null,"Export zone: Export zone centre latitude - Lookup from Lists tab"]
[null,null,"Interconnector costs: Interconnector length (km) - Calculation, Spherical law of cosines method for calculating spherical distances between the import and export centre coordinates and then applies the option for the interconnector distance requirement"]
[null,null,"Interconnector costs: Interconnector volume (Ml/d) - Calculation of the volume of the interconnector based on the amount of water to be transferred"]
[null,null,"Interconnector costs: Interconnector unit cost (p/m3/km) - Lookup from Interconnector costs tab of the unit cost of the interconnector, which is dependent on the interconnection volume"]
[null,null,"Interconnector costs: Interconnector cost (p/m3) - Calculation, interconnector distance multiplied by interconnector unit cost"]
[null,null,"Resource cost differential (p/m3) - Calculation of the differential in the cost of developing a new water resource in the import zone and the cost of importing water from the export zone instead"]
[null,null,"Remove interconnections that do not meet the size requirement - Calculation, sets to zero for interconnections below the size requirement"]
[null,null,"Cost savings over lifetime (£m in net present value) - Calculation of costs saved over lifetime, as figure is on a per ML basis we need to use a conversion factor"]
[null,null,"Round allocation - Calculation, ranks each interconnection on the basis of value"]
[null,null,"Interconnection volume (Ml/d) - Calculation, connection volume for top ranked trade"]
[null,null,"New import zone baseline (Ml/d) - New baseline for import zone as result of the top ranked trade"]
[null,null,"New export zone total water available for export (Ml/d)  - New baseline for export zone as result of the top ranked trade"]
[null,null,"-"]
[null,null,"WRZ - Lookup from Lists tab"]
[null,null,"Imports: Position before round - If first round a lookup from WRZ data tab, else a lookup from All interconnections tab"]
[null,null,"Imports: Impact of round - Calculation, pulls across the connection volume for the top ranked trade"]
[null,null,"Imports: New position - Calculation, incorporates the connection volume for the top ranked trade for the import zone"]
[null,null,"Exports: Position before round - water for export -  If first round a lookup from the Total water available for export column, else a lookup from All interconnections tab"]
[null,null,"Exports: Impact of round - Calculation, pulls across the connection volume for the top ranked trade"]
[null,null,"Exports: New position - Calculation, incorporates the connection volume for the top ranked trade for the export zone"]
[]
[null,null,null,null,"Import zone",null,null,null,null,null,"Export zone",null,null,null,null,null,null,null,null,null,null,"Interconnector costs",null,null,null,null,null,null,null,null,null,null,null,null,null,"Imports",null,null,"Exports"]
[null,null,"Round number","Interconnection number","ID","Name","Baseline balance 2039/40 (Ml/d)","Import zone AISC (p/m3)","Import zone centre longitude (degrees)","Import zone centre latitude (degrees)","ID","Name","Baseline balance 2039/40 (Ml/d)","Total WAFU that could be exported (Ml/d)","WAFU for export (Ml/d)","Total water available for export (Ml/d)","Surplus capacity component cost (p/m3)","WAFU component  cost (p/m3)","Water available for export cost (p/m3)","Export zone centre longitude (degrees)","Export zone centre latitude (degrees)","Interconnector length (km)","Interconnection volume (Ml/d)","Interconnector unit cost (p/m3/km)","Interconnector cost (p/m3)","Resource cost differential (p/m3)","Remove interconnections that do not meet size requirement","Cost savings over lifetime (£m)","Round allocation","Connection volume (Ml/d)","New import zone baseline (Ml/d)","New export zone total water available for export (Ml/d) ",null,"Round number","WRZ","Position before round","Impact of round","New position","Position before round - water for export","Impact of round","New position",null,null,null,null,null,null,null,null,null,null,null,null,null,null,null,null,null,null,null,null,null,null,null,null,null,null,null,null,null,null,null,null,null,"WRZ","Position before round","Impact of round","New position","Position before round - water for export","Impact of round","New position"]
[null,null,{"$f":"round","v":1},1,{"$f":"INDEX(lst_import_IDs,D48,1)","v":69},{"$f":"IF($E48=0,,INDEX(lst_WRZ_sorted,$E48,1))","v":"SVT - Nottinghamshire"},{"$f":"IF($E48=0,,IF(round=1,INDEX(lst_baseline,MATCH(E48,WRZID,0)),SUMIFS('All interconnections'!$AJ$7:$AJ$4022,'All interconnections'!$AF$7:$AF$4022,(round-1),'All interconnections'!$AG$7:$AG$4022,Interconnections!$F48)))","v":0},{"$f":"IFERROR(INDEX('Incremental AISC'!$E$9:$E$32,MATCH(E48,'Incremental AISC'!$D$9:$D$32,0),1),)","v":0},{"$f":"IF($E48=0,,INDEX(lst_cent_long,$E48))","v":0},{"$f":"IF($E48=0,,INDEX(lst_cent_lat,$E48))","v":0},{"$f":"INDEX(lst_export_IDs,D48,1)","v":67},{"$f":"IF($K48=0,,INDEX(lst_WRZ_sorted,$K48,1))","v":"SVT - Newark"},{"$f":"IF($K48=0,,INDEX(lst_baseline,MATCH(K48,WRZID,0)))","v":0},{"$f":"IF($K48=0,,IF('Control Panel'!$H$58,INDEX(lst_WAFU,$K48),0))","v":0},{"$f":"IF($M48<0,0,INDEX(lst_WAFU_size,opt_WAFU_size,1)*$N48)","v":0},{"$f":"IF((round=1),M48+O48,SUMIFS('All interconnections'!$AM$7:$AM$4022, 'All interconnections'!$AF$7:$AF$4022,(round-1),'All interconnections'!$AG$7:$AG$4022,$L48))","v":0},{"$f":"IF($K48=0,,INDEX(lst_AISC_surplus,opt_AISC_surplus,1))","v":0},{"$f":"IF(AND(O48>0,P48>0),INDEX(lst_WAFU_cost,opt_WAFU_cost,1),)","v":0},{"$f":"IF(R48=0,Q48,((M48*Q48)+(O48*R48))/(M48+O48))","v":0},{"$f":"IF($K48=0,,INDEX(lst_cent_long,$K48))","v":0},{"$f":"IF($K48=0,,INDEX(lst_cent_lat,$K48))","v":0},{"$f":"IF(P48=0,,(ACOS(SIN(RADIANS(J48))*SIN(RADIANS(U48))+COS(RADIANS(J48))*COS(RADIANS(U48))*COS(RADIANS(I48)-RADIANS(T48)))*6371)*INDEX(lst_pipeline_length,opt_pipeline_length))","v":0},{"$f":"MIN(ABS(G48),P48)","v":0},{"$f":"IF(W48=0,,INDEX('Interconnector costs'!$D$9:$D$21,MATCH($W48,'Interconnector costs'!$C$9:$C$21,1),1))","v":0},{"$f":"(X48*V48)","v":0},{"$f":"IF(OR(W48=0,H48-S48-Y48<0),,H48-S48-Y48)","v":0},{"$f":"IF(W48<INDEX(lst_interconnection_threshold,opt_interconnection_threshold,1),,Z48)","v":0},{"$f":"IF(((W48*AA48*NPV!$D$15*conversion_factor)/1000000)<1,,(W48*AA48*NPV!$D$15*conversion_factor)/1000000)","v":0},{"$f":"IF(AB48=0,,RANK($AB48,$AB$48:$AB$201,0))","v":0},{"$f":"IF(AC48=1,IF(ABS(G48)<=P48,ABS(G48),P48),)","v":0},{"$f":"IF(AC48=1,G48+AD48,)","v":0},{"$f":"IF(AC48=1,P48-AD48,)","v":0},null,{"$f":"C48","v":1},{"$f":"INDEX(lst_WRZ_sorted,D48,1)","v":"AFW - 1 Misbourne"},{"$f":"IF(round=1,INDEX(lst_baseline,MATCH(Interconnections!$AI48,lst_WRZ_sorted,0),1),SUMIFS('All interconnections'!$AJ$7:$AJ$4022,'All interconnections'!$AG$7:$AG$4022,$AI48,'All interconnections'!$AF$7:$AF$4022,(round-1)))","v":0},{"$f":"SUMIFS($AD$48:$AD$201,$F$48:$F$201,$AI48,$AC$48:$AC$201,1)","v":0},{"$f":"AJ48+AK48","v":0},{"$f":"IF(round=1,IFERROR(INDEX($P$48:$P$201,MATCH(Interconnections!$AI48,$L$48:$L$201,0),1),),SUMIFS('All interconnections'!$AM$7:$AM$4022,'All interconnections'!$AG$7:$AG$4022,$AI48,'All interconnections'!$AF$7:$AF$4022,(round-1)))","v":0},{"$f":"-SUMIFS($AD$48:$AD$201,$L$48:$L$201,$AI48,$AC$48:$AC$201,1)","v":0},{"$f":"AM48+AN48","v":0}]
[null,null,{"$f":"C48","v":1},{"$f":"D48+1","v":2},69,"SVT - Nottinghamshire",{"$f":"IF($E49=0,,IF(round=1,INDEX(lst_baseline,MATCH(E49,WRZID,0)),SUMIFS('All interconnections'!$AJ$7:$AJ$4022,'All interconnections'!$AF$7:$AF$4022,(round-1),'All interconnections'!$AG$7:$AG$4022,Interconnections!$F49)))","v":0},{"$f":"IFERROR(INDEX('Incremental AISC'!$E$9:$E$32,MATCH(E49,'Incremental AISC'!$D$9:$D$32,0),1),)","v":0},0,0,26,"ANH - West Lincolnshire",0,{"$f":"IF($K49=0,,IF('Control Panel'!$H$58,INDEX(lst_WAFU,$K49),0))","v":0},0,{"$f":"IF((round=1),M49+O49,SUMIFS('All interconnections'!$AM$7:$AM$4022, 'All interconnections'!$AF$7:$AF$4022,(round-1),'All interconnections'!$AG$7:$AG$4022,$L49))","v":0},0,0,{"$f":"IF(R49=0,Q49,((M49*Q49)+(O49*R49))/(M49+O49))","v":0},0,0,0,{"$f":"MIN(ABS(G49),P49)","v":0},{"$f":"IF(W49=0,,INDEX('Interconnector costs'!$D$9:$D$21,MATCH($W49,'Interconnector costs'!$C$9:$C$21,1),1))","v":0},{"$f":"(X49*V49)","v":0},{"$f":"IF(OR(W49=0,H49-S49-Y49<0),,H49-S49-Y49)","v":0},{"$f":"IF(W49<INDEX(lst_interconnection_threshold,opt_interconnection_threshold,1),,Z49)","v":0},{"$f":"IF(((W49*AA49*NPV!$D$15*conversion_factor)/1000000)<1,,(W49*AA49*NPV!$D$15*conversion_factor)/1000000)","v":0},0,{"$f":"IF(AC49=1,IF(ABS(G49)<=P49,ABS(G49),P49),)","v":0},0,{"$f":"IF(AC49=1,P49-AD49,)","v":0},null,{"$f":"C49","v":1},"AFW - 2 Colne",{"$f":"IF(round=1,INDEX(lst_baseline,MATCH(Interconnections!$AI49,lst_WRZ_sorted,0),1),SUMIFS('All interconnections'!$AJ$7:$AJ$4022,'All interconnections'!$AG$7:$AG$4022,$AI49,'All interconnections'!$AF$7:$AF$4022,(round-1)))","v":0},0,{"$f":"AJ49+AK49","v":0},{"$f":"IF(round=1,IFERROR(INDEX($P$48:$P$201,MATCH(Interconnections!$AI49,$L$48:$L$201,0),1),),SUMIFS('All interconnections'!$AM$7:$AM$4022,'All interconnections'!$AG$7:$AG$4022,$AI49,'All interconnections'!$AF$7:$AF$4022,(round-1)))","v":0},0,{"$f":"AM49+AN49","v":0}]
[null,null,{"$f":"C49","v":1},{"$f":"D49+1","v":3},69,"SVT - Nottinghamshire",{"$f":"IF($E50=0,,IF(round=1,INDEX(lst_baseline,MATCH(E50,WRZID,0)),SUMIFS('All interconnections'!$AJ$7:$AJ$4022,'All interconnections'!$AF$7:$AF$4022,(round-1),'All interconnections'!$AG$7:$AG$4022,Interconnections!$F50)))","v":0},{"$f":"IFERROR(INDEX('Incremental AISC'!$E$9:$E$32,MATCH(E50,'Incremental AISC'!$D$9:$D$32,0),1),)","v":0},0,0,10,"ANH - Central Lincolnshire",0,{"$f":"IF($K50=0,,IF('Control Panel'!$H$58,INDEX(lst_WAFU,$K50),0))","v":0},0,{"$f":"IF((round=1),M50+O50,SUMIFS('All interconnections'!$AM$7:$AM$4022, 'All interconnections'!$AF$7:$AF$4022,(round-1),'All interconnections'!$AG$7:$AG$4022,$L50))","v":0},0,0,0,0,0,0,{"$f":"MIN(ABS(G50),P50)","v":0},{"$f":"IF(W50=0,,INDEX('Interconnector costs'!$D$9:$D$21,MATCH($W50,'Interconnector costs'!$C$9:$C$21,1),1))","v":0},{"$f":"(X50*V50)","v":0},0,0,{"$f":"IF(((W50*AA50*NPV!$D$15*conversion_factor)/1000000)<1,,(W50*AA50*NPV!$D$15*conversion_factor)/1000000)","v":0},0,{"$f":"IF(AC50=1,IF(ABS(G50)<=P50,ABS(G50),P50),)","v":0},0,0,null,1,"AFW - 3 Lee",{"$f":"IF(round=1,INDEX(lst_baseline,MATCH(Interconnections!$AI50,lst_WRZ_sorted,0),1),SUMIFS('All interconnections'!$AJ$7:$AJ$4022,'All interconnections'!$AG$7:$AG$4022,$AI50,'All interconnections'!$AF$7:$AF$4022,(round-1)))","v":0},0,0,{"$f":"IF(round=1,IFERROR(INDEX($P$48:$P$201,MATCH(Interconnections!$AI50,$L$48:$L$201,0),1),),SUMIFS('All interconnections'!$AM$7:$AM$4022,'All interconnections'!$AG$7:$AG$4022,$AI50,'All interconnections'!$AF$7:$AF$4022,(round-1)))","v":0},0,0]
[null,null,1,4,28,"BRL - Bristol",{"$f":"IF($E51=0,,IF(round=1,INDEX(lst_baseline,MATCH(E51,WRZID,0)),SUMIFS('All interconnections'!$AJ$7:$AJ$4022,'All interconnections'!$AF$7:$AF$4022,(round-1),'All interconnections'!$AG$7:$AG$4022,Interconnections!$F51)))","v":0},{"$f":"IFERROR(INDEX('Incremental AISC'!$E$9:$E$32,MATCH(E51,'Incremental AISC'!$D$9:$D$32,0),1),)","v":0},0,0,63,"SVT - Forest and Stroud",0,{"$f":"IF($K51=0,,IF('Control Panel'!$H$58,INDEX(lst_WAFU,$K51),0))","v":0},0,{"$f":"IF((round=1),M51+O51,SUMIFS('All interconnections'!$AM$7:$AM$4022, 'All interconnections'!$AF$7:$AF$4022,(round-1),'All interconnections'!$AG$7:$AG$4022,$L51))","v":0},0,0,0,0,0,0,{"$f":"MIN(ABS(G51),P51)","v":0},{"$f":"IF(W51=0,,INDEX('Interconnector costs'!$D$9:$D$21,MATCH($W51,'Interconnector costs'!$C$9:$C$21,1),1))","v":0},0,0,0,{"$f":"IF(((W51*AA51*NPV!$D$15*conversion_factor)/1000000)<1,,(W51*AA51*NPV!$D$15*conversion_factor)/1000000)","v":0},0,0,0,0,null,1,"AFW - 4 Pinn",{"$f":"IF(round=1,INDEX(lst_baseline,MATCH(Interconnections!$AI51,lst_WRZ_sorted,0),1),SUMIFS('All interconnections'!$AJ$7:$AJ$4022,'All interconnections'!$AG$7:$AG$4022,$AI51,'All interconnections'!$AF$7:$AF$4022,(round-1)))","v":0},0,0,{"$f":"IF(round=1,IFERROR(INDEX($P$48:$P$201,MATCH(Interconnections!$AI51,$L$48:$L$201,0),1),),SUMIFS('All interconnections'!$AM$7:$AM$4022,'All interconnections'!$AG$7:$AG$4022,$AI51,'All interconnections'!$AF$7:$AF$4022,(round-1)))","v":0},0,0]
[null,null,1,5,28,"BRL - Bristol",{"$f":"IF($E52=0,,IF(round=1,INDEX(lst_baseline,MATCH(E52,WRZID,0)),SUMIFS('All interconnections'!$AJ$7:$AJ$4022,'All interconnections'!$AF$7:$AF$4022,(round-1),'All interconnections'!$AG$7:$AG$4022,Interconnections!$F52)))","v":0},{"$f":"IFERROR(INDEX('Incremental AISC'!$E$9:$E$32,MATCH(E52,'Incremental AISC'!$D$9:$D$32,0),1),)","v":0},0,0,103,"WSH - Monmouth",0,{"$f":"IF($K52=0,,IF('Control Panel'!$H$58,INDEX(lst_WAFU,$K52),0))","v":0},0,{"$f":"IF((round=1),M52+O52,SUMIFS('All interconnections'!$AM$7:$AM$4022, 'All interconnections'!$AF$7:$AF$4022,(round-1),'All interconnections'!$AG$7:$AG$4022,$L52))","v":0},0,0,0,0,0,0,0,{"$f":"IF(W52=0,,INDEX('Interconnector costs'!$D$9:$D$21,MATCH($W52,'Interconnector costs'!$C$9:$C$21,1),1))","v":0},0,0,0,{"$f":"IF(((W52*AA52*NPV!$D$15*conversion_factor)/1000000)<1,,(W52*AA52*NPV!$D$15*conversion_factor)/1000000)","v":0},0,0,0,0,null,1,"AFW - 5 Stort",{"$f":"IF(round=1,INDEX(lst_baseline,MATCH(Interconnections!$AI52,lst_WRZ_sorted,0),1),SUMIFS('All interconnections'!$AJ$7:$AJ$4022,'All interconnections'!$AG$7:$AG$4022,$AI52,'All interconnections'!$AF$7:$AF$4022,(round-1)))","v":0},0,0,{"$f":"IF(round=1,IFERROR(INDEX($P$48:$P$201,MATCH(Interconnections!$AI52,$L$48:$L$201,0),1),),SUMIFS('All interconnections'!$AM$7:$AM$4022,'All interconnections'!$AG$7:$AG$4022,$AI52,'All interconnections'!$AF$7:$AF$4022,(round-1)))","v":0},0,0]
[null,null,1,6,46,"SEW - 4",{"$f":"IF($E53=0,,IF(round=1,INDEX(lst_baseline,MATCH(E53,WRZID,0)),SUMIFS('All interconnections'!$AJ$7:$AJ$4022,'All interconnections'!$AF$7:$AF$4022,(round-1),'All interconnections'!$AG$7:$AG$4022,Interconnections!$F53)))","v":0},{"$f":"IFERROR(INDEX('Incremental AISC'!$E$9:$E$32,MATCH(E53,'Incremental AISC'!$D$9:$D$32,0),1),)","v":0},0,0,1,"AFW - 1 Misbourne",0,{"$f":"IF($K53=0,,IF('Control Panel'!$H$58,INDEX(lst_WAFU,$K53),0))","v":0},0,{"$f":"IF((round=1),M53+O53,SUMIFS('All interconnections'!$AM$7:$AM$4022, 'All interconnections'!$AF$7:$AF$4022,(round-1),'All interconnections'!$AG$7:$AG$4022,$L53))","v":0},0,0,0,0,0,0,0,{"$f":"IF(W53=0,,INDEX('Interconnector costs'!$D$9:$D$21,MATCH($W53,'Interconnector costs'!$C$9:$C$21,1),1))","v":0},0,0,0,{"$f":"IF(((W53*AA53*NPV!$D$15*conversion_factor)/1000000)<1,,(W53*AA53*NPV!$D$15*conversion_factor)/1000000)","v":0},0,0,0,0,null,1,"AFW - 6 Wey",{"$f":"IF(round=1,INDEX(lst_baseline,MATCH(Interconnections!$AI53,lst_WRZ_sorted,0),1),SUMIFS('All interconnections'!$AJ$7:$AJ$4022,'All interconnections'!$AG$7:$AG$4022,$AI53,'All interconnections'!$AF$7:$AF$4022,(round-1)))","v":0},0,0,{"$f":"IF(round=1,IFERROR(INDEX($P$48:$P$201,MATCH(Interconnections!$AI53,$L$48:$L$201,0),1),),SUMIFS('All interconnections'!$AM$7:$AM$4022,'All interconnections'!$AG$7:$AG$4022,$AI53,'All interconnections'!$AF$7:$AF$4022,(round-1)))","v":0},0,0]
[null,null,1,7,46,"SEW - 4",{"$f":"IF($E54=0,,IF(round=1,INDEX(lst_baseline,MATCH(E54,WRZID,0)),SUMIFS('All interconnections'!$AJ$7:$AJ$4022,'All interconnections'!$AF$7:$AF$4022,(round-1),'All interconnections'!$AG$7:$AG$4022,Interconnections!$F54)))","v":0},{"$f":"IFERROR(INDEX('Incremental AISC'!$E$9:$E$32,MATCH(E54,'Incremental AISC'!$D$9:$D$32,0),1),)","v":0},0,0,84,"TMS - Slough Wycombe Aylesbury",0,{"$f":"IF($K54=0,,IF('Control Panel'!$H$58,INDEX(lst_WAFU,$K54),0))","v":0},0,{"$f":"IF((round=1),M54+O54,SUMIFS('All interconnections'!$AM$7:$AM$4022, 'All interconnections'!$AF$7:$AF$4022,(round-1),'All interconnections'!$AG$7:$AG$4022,$L54))","v":0},0,0,0,0,0,0,0,{"$f":"IF(W54=0,,INDEX('Interconnector costs'!$D$9:$D$21,MATCH($W54,'Interconnector costs'!$C$9:$C$21,1),1))","v":0},0,{"$f":"IF(OR(W54=0,H54-S54-Y54<0),,H54-S54-Y54)","v":0},0,{"$f":"IF(((W54*AA54*NPV!$D$15*conversion_factor)/1000000)<1,,(W54*AA54*NPV!$D$15*conversion_factor)/1000000)","v":0},0,0,0,0,null,1,"AFW - 7 Dour",{"$f":"IF(round=1,INDEX(lst_baseline,MATCH(Interconnections!$AI54,lst_WRZ_sorted,0),1),SUMIFS('All interconnections'!$AJ$7:$AJ$4022,'All interconnections'!$AG$7:$AG$4022,$AI54,'All interconnections'!$AF$7:$AF$4022,(round-1)))","v":0},0,0,{"$f":"IF(round=1,IFERROR(INDEX($P$48:$P$201,MATCH(Interconnections!$AI54,$L$48:$L$201,0),1),),SUMIFS('All interconnections'!$AM$7:$AM$4022,'All interconnections'!$AG$7:$AG$4022,$AI54,'All interconnections'!$AF$7:$AF$4022,(round-1)))","v":0},0,0]
[null,null,1,8,46,"SEW - 4",{"$f":"IF($E55=0,,IF(round=1,INDEX(lst_baseline,MATCH(E55,WRZID,0)),SUMIFS('All interconnections'!$AJ$7:$AJ$4022,'All interconnections'!$AF$7:$AF$4022,(round-1),'All interconnections'!$AG$7:$AG$4022,Interconnections!$F55)))","v":0},{"$f":"IFERROR(INDEX('Incremental AISC'!$E$9:$E$32,MATCH(E55,'Incremental AISC'!$D$9:$D$32,0),1),)","v":0},0,0,47,"SEW - 5",0,{"$f":"IF($K55=0,,IF('Control Panel'!$H$58,INDEX(lst_WAFU,$K55),0))","v":0},0,{"$f":"IF((round=1),M55+O55,SUMIFS('All interconnections'!$AM$7:$AM$4022, 'All interconnections'!$AF$7:$AF$4022,(round-1),'All interconnections'!$AG$7:$AG$4022,$L55))","v":0},0,0,0,0,0,0,0,{"$f":"IF(W55=0,,INDEX('Interconnector costs'!$D$9:$D$21,MATCH($W55,'Interconnector costs'!$C$9:$C$21,1),1))","v":0},0,{"$f":"IF(OR(W55=0,H55-S55-Y55<0),,H55-S55-Y55)","v":0},0,{"$f":"IF(((W55*AA55*NPV!$D$15*conversion_factor)/1000000)<1,,(W55*AA55*NPV!$D$15*conversion_factor)/1000000)","v":0},0,0,0,0,null,1,"AFW - 8 Brett",{"$f":"IF(round=1,INDEX(lst_baseline,MATCH(Interconnections!$AI55,lst_WRZ_sorted,0),1),SUMIFS('All interconnections'!$AJ$7:$AJ$4022,'All interconnections'!$AG$7:$AG$4022,$AI55,'All interconnections'!$AF$7:$AF$4022,(round-1)))","v":0},0,0,{"$f":"IF(round=1,IFERROR(INDEX($P$48:$P$201,MATCH(Interconnections!$AI55,$L$48:$L$201,0),1),),SUMIFS('All interconnections'!$AM$7:$AM$4022,'All interconnections'!$AG$7:$AG$4022,$AI55,'All interconnections'!$AF$7:$AF$4022,(round-1)))","v":0},0,0]
[null,null,1,9,46,"SEW - 4",{"$f":"IF($E56=0,,IF(round=1,INDEX(lst_baseline,MATCH(E56,WRZID,0)),SUMIFS('All interconnections'!$AJ$7:$AJ$4022,'All interconnections'!$AF$7:$AF$4022,(round-1),'All interconnections'!$AG$7:$AG$4022,Interconnections!$F56)))","v":0},{"$f":"IFERROR(INDEX('Incremental AISC'!$E$9:$E$32,MATCH(E56,'Incremental AISC'!$D$9:$D$32,0),1),)","v":0},0,0,80,"TMS - Guildford",0,{"$f":"IF($K56=0,,IF('Control Panel'!$H$58,INDEX(lst_WAFU,$K56),0))","v":0},0,{"$f":"IF((round=1),M56+O56,SUMIFS('All interconnections'!$AM$7:$AM$4022, 'All interconnections'!$AF$7:$AF$4022,(round-1),'All interconnections'!$AG$7:$AG$4022,$L56))","v":0},0,0,0,0,0,0,0,{"$f":"IF(W56=0,,INDEX('Interconnector costs'!$D$9:$D$21,MATCH($W56,'Interconnector costs'!$C$9:$C$21,1),1))","v":0},0,0,0,{"$f":"IF(((W56*AA56*NPV!$D$15*conversion_factor)/1000000)<1,,(W56*AA56*NPV!$D$15*conversion_factor)/1000000)","v":0},0,0,0,0,null,1,"ANH - Central Essex",{"$f":"IF(round=1,INDEX(lst_baseline,MATCH(Interconnections!$AI56,lst_WRZ_sorted,0),1),SUMIFS('All interconnections'!$AJ$7:$AJ$4022,'All interconnections'!$AG$7:$AG$4022,$AI56,'All interconnections'!$AF$7:$AF$4022,(round-1)))","v":0},0,0,{"$f":"IF(round=1,IFERROR(INDEX($P$48:$P$201,MATCH(Interconnections!$AI56,$L$48:$L$201,0),1),),SUMIFS('All interconnections'!$AM$7:$AM$4022,'All interconnections'!$AG$7:$AG$4022,$AI56,'All interconnections'!$AF$7:$AF$4022,(round-1)))","v":0},0,0]
[null,null,1,10,46,"SEW - 4",{"$f":"IF($E57=0,,IF(round=1,INDEX(lst_baseline,MATCH(E57,WRZID,0)),SUMIFS('All interconnections'!$AJ$7:$AJ$4022,'All interconnections'!$AF$7:$AF$4022,(round-1),'All interconnections'!$AG$7:$AG$4022,Interconnections!$F57)))","v":0},{"$f":"IFERROR(INDEX('Incremental AISC'!$E$9:$E$32,MATCH(E57,'Incremental AISC'!$D$9:$D$32,0),1),)","v":0},0,0,51,"SRN - Hants Andover",0,{"$f":"IF($K57=0,,IF('Control Panel'!$H$58,INDEX(lst_WAFU,$K57),0))","v":0},0,{"$f":"IF((round=1),M57+O57,SUMIFS('All interconnections'!$AM$7:$AM$4022, 'All interconnections'!$AF$7:$AF$4022,(round-1),'All interconnections'!$AG$7:$AG$4022,$L57))","v":0},0,0,0,0,0,0,0,{"$f":"IF(W57=0,,INDEX('Interconnector costs'!$D$9:$D$21,MATCH($W57,'Interconnector costs'!$C$9:$C$21,1),1))","v":0},0,0,0,{"$f":"IF(((W57*AA57*NPV!$D$15*conversion_factor)/1000000)<1,,(W57*AA57*NPV!$D$15*conversion_factor)/1000000)","v":0},0,0,0,0,null,1,"ANH - Central Lincolnshire",{"$f":"IF(round=1,INDEX(lst_baseline,MATCH(Interconnections!$AI57,lst_WRZ_sorted,0),1),SUMIFS('All interconnections'!$AJ$7:$AJ$4022,'All interconnections'!$AG$7:$AG$4022,$AI57,'All interconnections'!$AF$7:$AF$4022,(round-1)))","v":0},0,0,{"$f":"IF(round=1,IFERROR(INDEX($P$48:$P$201,MATCH(Interconnections!$AI57,$L$48:$L$201,0),1),),SUMIFS('All interconnections'!$AM$7:$AM$4022,'All interconnections'!$AG$7:$AG$4022,$AI57,'All interconnections'!$AF$7:$AF$4022,(round-1)))","v":0},0,0]
[null,null,1,11,46,"SEW - 4",{"$f":"IF($E58=0,,IF(round=1,INDEX(lst_baseline,MATCH(E58,WRZID,0)),SUMIFS('All interconnections'!$AJ$7:$AJ$4022,'All interconnections'!$AF$7:$AF$4022,(round-1),'All interconnections'!$AG$7:$AG$4022,Interconnections!$F58)))","v":0},{"$f":"IFERROR(INDEX('Incremental AISC'!$E$9:$E$32,MATCH(E58,'Incremental AISC'!$D$9:$D$32,0),1),)","v":0},0,0,52,"SRN - Hants Kingsclere",0,{"$f":"IF($K58=0,,IF('Control Panel'!$H$58,INDEX(lst_WAFU,$K58),0))","v":0},0,{"$f":"IF((round=1),M58+O58,SUMIFS('All interconnections'!$AM$7:$AM$4022, 'All interconnections'!$AF$7:$AF$4022,(round-1),'All interconnections'!$AG$7:$AG$4022,$L58))","v":0},0,0,0,0,0,0,0,{"$f":"IF(W58=0,,INDEX('Interconnector costs'!$D$9:$D$21,MATCH($W58,'Interconnector costs'!$C$9:$C$21,1),1))","v":0},0,0,0,{"$f":"IF(((W58*AA58*NPV!$D$15*conversion_factor)/1000000)<1,,(W58*AA58*NPV!$D$15*conversion_factor)/1000000)","v":0},0,0,0,0,null,1,"ANH - CHEVELEY",{"$f":"IF(round=1,INDEX(lst_baseline,MATCH(Interconnections!$AI58,lst_WRZ_sorted,0),1),SUMIFS('All interconnections'!$AJ$7:$AJ$4022,'All interconnections'!$AG$7:$AG$4022,$AI58,'All interconnections'!$AF$7:$AF$4022,(round-1)))","v":0},0,0,{"$f":"IF(round=1,IFERROR(INDEX($P$48:$P$201,MATCH(Interconnections!$AI58,$L$48:$L$201,0),1),),SUMIFS('All interconnections'!$AM$7:$AM$4022,'All interconnections'!$AG$7:$AG$4022,$AI58,'All interconnections'!$AF$7:$AF$4022,(round-1)))","v":0},0,0]
[null,null,1,12,46,"SEW - 4",{"$f":"IF($E59=0,,IF(round=1,INDEX(lst_baseline,MATCH(E59,WRZID,0)),SUMIFS('All interconnections'!$AJ$7:$AJ$4022,'All interconnections'!$AF$7:$AF$4022,(round-1),'All interconnections'!$AG$7:$AG$4022,Interconnections!$F59)))","v":0},{"$f":"IFERROR(INDEX('Incremental AISC'!$E$9:$E$32,MATCH(E59,'Incremental AISC'!$D$9:$D$32,0),1),)","v":0},0,0,82,"TMS - Kennet Valley",0,{"$f":"IF($K59=0,,IF('Control Panel'!$H$58,INDEX(lst_WAFU,$K59),0))","v":0},0,{"$f":"IF((round=1),M59+O59,SUMIFS('All interconnections'!$AM$7:$AM$4022, 'All interconnections'!$AF$7:$AF$4022,(round-1),'All interconnections'!$AG$7:$AG$4022,$L59))","v":0},0,0,0,0,0,0,0,{"$f":"IF(W59=0,,INDEX('Interconnector costs'!$D$9:$D$21,MATCH($W59,'Interconnector costs'!$C$9:$C$21,1),1))","v":0},0,0,0,{"$f":"IF(((W59*AA59*NPV!$D$15*conversion_factor)/1000000)<1,,(W59*AA59*NPV!$D$15*conversion_factor)/1000000)","v":0},0,0,0,0,null,1,"ANH - East Lincolnshire",{"$f":"IF(round=1,INDEX(lst_baseline,MATCH(Interconnections!$AI59,lst_WRZ_sorted,0),1),SUMIFS('All interconnections'!$AJ$7:$AJ$4022,'All interconnections'!$AG$7:$AG$4022,$AI59,'All interconnections'!$AF$7:$AF$4022,(round-1)))","v":0},0,0,{"$f":"IF(round=1,IFERROR(INDEX($P$48:$P$201,MATCH(Interconnections!$AI59,$L$48:$L$201,0),1),),SUMIFS('All interconnections'!$AM$7:$AM$4022,'All interconnections'!$AG$7:$AG$4022,$AI59,'All interconnections'!$AF$7:$AF$4022,(round-1)))","v":0},0,0]
[null,null,1,13,46,"SEW - 4",{"$f":"IF($E60=0,,IF(round=1,INDEX(lst_baseline,MATCH(E60,WRZID,0)),SUMIFS('All interconnections'!$AJ$7:$AJ$4022,'All interconnections'!$AF$7:$AF$4022,(round-1),'All interconnections'!$AG$7:$AG$4022,Interconnections!$F60)))","v":0},{"$f":"IFERROR(INDEX('Incremental AISC'!$E$9:$E$32,MATCH(E60,'Incremental AISC'!$D$9:$D$32,0),1),)","v":0},0,0,81,"TMS - Henley",0,{"$f":"IF($K60=0,,IF('Control Panel'!$H$58,INDEX(lst_WAFU,$K60),0))","v":0},0,{"$f":"IF((round=1),M60+O60,SUMIFS('All interconnections'!$AM$7:$AM$4022, 'All interconnections'!$AF$7:$AF$4022,(round-1),'All interconnections'!$AG$7:$AG$4022,$L60))","v":0},0,0,0,0,0,0,0,{"$f":"IF(W60=0,,INDEX('Interconnector costs'!$D$9:$D$21,MATCH($W60,'Interconnector costs'!$C$9:$C$21,1),1))","v":0},0,0,0,{"$f":"IF(((W60*AA60*NPV!$D$15*conversion_factor)/1000000)<1,,(W60*AA60*NPV!$D$15*conversion_factor)/1000000)","v":0},0,0,0,0,null,1,"ANH - East Suffolk",{"$f":"IF(round=1,INDEX(lst_baseline,MATCH(Interconnections!$AI60,lst_WRZ_sorted,0),1),SUMIFS('All interconnections'!$AJ$7:$AJ$4022,'All interconnections'!$AG$7:$AG$4022,$AI60,'All interconnections'!$AF$7:$AF$4022,(round-1)))","v":0},0,0,{"$f":"IF(round=1,IFERROR(INDEX($P$48:$P$201,MATCH(Interconnections!$AI60,$L$48:$L$201,0),1),),SUMIFS('All interconnections'!$AM$7:$AM$4022,'All interconnections'!$AG$7:$AG$4022,$AI60,'All interconnections'!$AF$7:$AF$4022,(round-1)))","v":0},0,0]
[null,null,1,14,45,"SEW - 3",{"$f":"IF($E61=0,,IF(round=1,INDEX(lst_baseline,MATCH(E61,WRZID,0)),SUMIFS('All interconnections'!$AJ$7:$AJ$4022,'All interconnections'!$AF$7:$AF$4022,(round-1),'All interconnections'!$AG$7:$AG$4022,Interconnections!$F61)))","v":0},{"$f":"IFERROR(INDEX('Incremental AISC'!$E$9:$E$32,MATCH(E61,'Incremental AISC'!$D$9:$D$32,0),1),)","v":0},0,0,58,"SRN - Sussex Hastings",0,{"$f":"IF($K61=0,,IF('Control Panel'!$H$58,INDEX(lst_WAFU,$K61),0))","v":0},0,{"$f":"IF((round=1),M61+O61,SUMIFS('All interconnections'!$AM$7:$AM$4022, 'All interconnections'!$AF$7:$AF$4022,(round-1),'All interconnections'!$AG$7:$AG$4022,$L61))","v":0},0,0,0,0,0,0,0,{"$f":"IF(W61=0,,INDEX('Interconnector costs'!$D$9:$D$21,MATCH($W61,'Interconnector costs'!$C$9:$C$21,1),1))","v":0},0,0,0,{"$f":"IF(((W61*AA61*NPV!$D$15*conversion_factor)/1000000)<1,,(W61*AA61*NPV!$D$15*conversion_factor)/1000000)","v":0},0,0,0,0,null,1,"ANH - ELY",{"$f":"IF(round=1,INDEX(lst_baseline,MATCH(Interconnections!$AI61,lst_WRZ_sorted,0),1),SUMIFS('All interconnections'!$AJ$7:$AJ$4022,'All interconnections'!$AG$7:$AG$4022,$AI61,'All interconnections'!$AF$7:$AF$4022,(round-1)))","v":0},0,0,{"$f":"IF(round=1,IFERROR(INDEX($P$48:$P$201,MATCH(Interconnections!$AI61,$L$48:$L$201,0),1),),SUMIFS('All interconnections'!$AM$7:$AM$4022,'All interconnections'!$AG$7:$AG$4022,$AI61,'All interconnections'!$AF$7:$AF$4022,(round-1)))","v":0},0,0]
[null,null,1,15,44,"SEW - 2",{"$f":"IF($E62=0,,IF(round=1,INDEX(lst_baseline,MATCH(E62,WRZID,0)),SUMIFS('All interconnections'!$AJ$7:$AJ$4022,'All interconnections'!$AF$7:$AF$4022,(round-1),'All interconnections'!$AG$7:$AG$4022,Interconnections!$F62)))","v":0},{"$f":"IFERROR(INDEX('Incremental AISC'!$E$9:$E$32,MATCH(E62,'Incremental AISC'!$D$9:$D$32,0),1),)","v":0},0,0,58,"SRN - Sussex Hastings",0,{"$f":"IF($K62=0,,IF('Control Panel'!$H$58,INDEX(lst_WAFU,$K62),0))","v":0},0,{"$f":"IF((round=1),M62+O62,SUMIFS('All interconnections'!$AM$7:$AM$4022, 'All interconnections'!$AF$7:$AF$4022,(round-1),'All interconnections'!$AG$7:$AG$4022,$L62))","v":0},0,0,0,0,0,0,0,{"$f":"IF(W62=0,,INDEX('Interconnector costs'!$D$9:$D$21,MATCH($W62,'Interconnector costs'!$C$9:$C$21,1),1))","v":0},0,0,0,{"$f":"IF(((W62*AA62*NPV!$D$15*conversion_factor)/1000000)<1,,(W62*AA62*NPV!$D$15*conversion_factor)/1000000)","v":0},0,0,0,0,null,1,"ANH - Fenland",{"$f":"IF(round=1,INDEX(lst_baseline,MATCH(Interconnections!$AI62,lst_WRZ_sorted,0),1),SUMIFS('All interconnections'!$AJ$7:$AJ$4022,'All interconnections'!$AG$7:$AG$4022,$AI62,'All interconnections'!$AF$7:$AF$4022,(round-1)))","v":0},0,0,{"$f":"IF(round=1,IFERROR(INDEX($P$48:$P$201,MATCH(Interconnections!$AI62,$L$48:$L$201,0),1),),SUMIFS('All interconnections'!$AM$7:$AM$4022,'All interconnections'!$AG$7:$AG$4022,$AI62,'All interconnections'!$AF$7:$AF$4022,(round-1)))","v":0},0,0]
[null,null,1,16,44,"SEW - 2",{"$f":"IF($E63=0,,IF(round=1,INDEX(lst_baseline,MATCH(E63,WRZID,0)),SUMIFS('All interconnections'!$AJ$7:$AJ$4022,'All interconnections'!$AF$7:$AF$4022,(round-1),'All interconnections'!$AG$7:$AG$4022,Interconnections!$F63)))","v":0},{"$f":"IFERROR(INDEX('Incremental AISC'!$E$9:$E$32,MATCH(E63,'Incremental AISC'!$D$9:$D$32,0),1),)","v":0},0,0,41,"SES - East Surrey",0,{"$f":"IF($K63=0,,IF('Control Panel'!$H$58,INDEX(lst_WAFU,$K63),0))","v":0},0,{"$f":"IF((round=1),M63+O63,SUMIFS('All interconnections'!$AM$7:$AM$4022, 'All interconnections'!$AF$7:$AF$4022,(round-1),'All interconnections'!$AG$7:$AG$4022,$L63))","v":0},0,0,0,0,0,0,0,{"$f":"IF(W63=0,,INDEX('Interconnector costs'!$D$9:$D$21,MATCH($W63,'Interconnector costs'!$C$9:$C$21,1),1))","v":0},0,0,0,{"$f":"IF(((W63*AA63*NPV!$D$15*conversion_factor)/1000000)<1,,(W63*AA63*NPV!$D$15*conversion_factor)/1000000)","v":0},0,0,0,0,null,1,"ANH - Hartlepool",{"$f":"IF(round=1,INDEX(lst_baseline,MATCH(Interconnections!$AI63,lst_WRZ_sorted,0),1),SUMIFS('All interconnections'!$AJ$7:$AJ$4022,'All interconnections'!$AG$7:$AG$4022,$AI63,'All interconnections'!$AF$7:$AF$4022,(round-1)))","v":0},0,0,{"$f":"IF(round=1,IFERROR(INDEX($P$48:$P$201,MATCH(Interconnections!$AI63,$L$48:$L$201,0),1),),SUMIFS('All interconnections'!$AM$7:$AM$4022,'All interconnections'!$AG$7:$AG$4022,$AI63,'All interconnections'!$AF$7:$AF$4022,(round-1)))","v":0},0,0]
[null,null,1,17,57,"SRN - Sussex Brighton",{"$f":"IF($E64=0,,IF(round=1,INDEX(lst_baseline,MATCH(E64,WRZID,0)),SUMIFS('All interconnections'!$AJ$7:$AJ$4022,'All interconnections'!$AF$7:$AF$4022,(round-1),'All interconnections'!$AG$7:$AG$4022,Interconnections!$F64)))","v":0},{"$f":"IFERROR(INDEX('Incremental AISC'!$E$9:$E$32,MATCH(E64,'Incremental AISC'!$D$9:$D$32,0),1),)","v":0},0,0,41,"SES - East Surrey",0,{"$f":"IF($K64=0,,IF('Control Panel'!$H$58,INDEX(lst_WAFU,$K64),0))","v":0},0,{"$f":"IF((round=1),M64+O64,SUMIFS('All interconnections'!$AM$7:$AM$4022, 'All interconnections'!$AF$7:$AF$4022,(round-1),'All interconnections'!$AG$7:$AG$4022,$L64))","v":0},0,0,0,0,0,0,0,{"$f":"IF(W64=0,,INDEX('Interconnector costs'!$D$9:$D$21,MATCH($W64,'Interconnector costs'!$C$9:$C$21,1),1))","v":0},0,0,0,{"$f":"IF(((W64*AA64*NPV!$D$15*conversion_factor)/1000000)<1,,(W64*AA64*NPV!$D$15*conversion_factor)/1000000)","v":0},0,0,0,0,null,1,"ANH - Hunstanton",{"$f":"IF(round=1,INDEX(lst_baseline,MATCH(Interconnections!$AI64,lst_WRZ_sorted,0),1),SUMIFS('All interconnections'!$AJ$7:$AJ$4022,'All interconnections'!$AG$7:$AG$4022,$AI64,'All interconnections'!$AF$7:$AF$4022,(round-1)))","v":0},0,0,{"$f":"IF(round=1,IFERROR(INDEX($P$48:$P$201,MATCH(Interconnections!$AI64,$L$48:$L$201,0),1),),SUMIFS('All interconnections'!$AM$7:$AM$4022,'All interconnections'!$AG$7:$AG$4022,$AI64,'All interconnections'!$AF$7:$AF$4022,(round-1)))","v":0},0,0]
[null,null,1,18,57,"SRN - Sussex Brighton",{"$f":"IF($E65=0,,IF(round=1,INDEX(lst_baseline,MATCH(E65,WRZID,0)),SUMIFS('All interconnections'!$AJ$7:$AJ$4022,'All interconnections'!$AF$7:$AF$4022,(round-1),'All interconnections'!$AG$7:$AG$4022,Interconnections!$F65)))","v":0},{"$f":"IFERROR(INDEX('Incremental AISC'!$E$9:$E$32,MATCH(E65,'Incremental AISC'!$D$9:$D$32,0),1),)","v":0},0,0,80,"TMS - Guildford",0,{"$f":"IF($K65=0,,IF('Control Panel'!$H$58,INDEX(lst_WAFU,$K65),0))","v":0},0,{"$f":"IF((round=1),M65+O65,SUMIFS('All interconnections'!$AM$7:$AM$4022, 'All interconnections'!$AF$7:$AF$4022,(round-1),'All interconnections'!$AG$7:$AG$4022,$L65))","v":0},0,0,0,0,0,0,0,{"$f":"IF(W65=0,,INDEX('Interconnector costs'!$D$9:$D$21,MATCH($W65,'Interconnector costs'!$C$9:$C$21,1),1))","v":0},0,0,0,{"$f":"IF(((W65*AA65*NPV!$D$15*conversion_factor)/1000000)<1,,(W65*AA65*NPV!$D$15*conversion_factor)/1000000)","v":0},0,0,0,0,null,1,"ANH - NEWMARKET",{"$f":"IF(round=1,INDEX(lst_baseline,MATCH(Interconnections!$AI65,lst_WRZ_sorted,0),1),SUMIFS('All interconnections'!$AJ$7:$AJ$4022,'All interconnections'!$AG$7:$AG$4022,$AI65,'All interconnections'!$AF$7:$AF$4022,(round-1)))","v":0},0,0,{"$f":"IF(round=1,IFERROR(INDEX($P$48:$P$201,MATCH(Interconnections!$AI65,$L$48:$L$201,0),1),),SUMIFS('All interconnections'!$AM$7:$AM$4022,'All interconnections'!$AG$7:$AG$4022,$AI65,'All interconnections'!$AF$7:$AF$4022,(round-1)))","v":0},0,0]
[null,null,1,19,59,"SRN - Sussex North",{"$f":"IF($E66=0,,IF(round=1,INDEX(lst_baseline,MATCH(E66,WRZID,0)),SUMIFS('All interconnections'!$AJ$7:$AJ$4022,'All interconnections'!$AF$7:$AF$4022,(round-1),'All interconnections'!$AG$7:$AG$4022,Interconnections!$F66)))","v":0},{"$f":"IFERROR(INDEX('Incremental AISC'!$E$9:$E$32,MATCH(E66,'Incremental AISC'!$D$9:$D$32,0),1),)","v":0},0,0,41,"SES - East Surrey",0,{"$f":"IF($K66=0,,IF('Control Panel'!$H$58,INDEX(lst_WAFU,$K66),0))","v":0},0,{"$f":"IF((round=1),M66+O66,SUMIFS('All interconnections'!$AM$7:$AM$4022, 'All interconnections'!$AF$7:$AF$4022,(round-1),'All interconnections'!$AG$7:$AG$4022,$L66))","v":0},0,0,0,0,0,0,0,{"$f":"IF(W66=0,,INDEX('Interconnector costs'!$D$9:$D$21,MATCH($W66,'Interconnector costs'!$C$9:$C$21,1),1))","v":0},0,0,0,{"$f":"IF(((W66*AA66*NPV!$D$15*conversion_factor)/1000000)<1,,(W66*AA66*NPV!$D$15*conversion_factor)/1000000)","v":0},0,0,0,0,null,1,"ANH - Norfolk Rural",{"$f":"IF(round=1,INDEX(lst_baseline,MATCH(Interconnections!$AI66,lst_WRZ_sorted,0),1),SUMIFS('All interconnections'!$AJ$7:$AJ$4022,'All interconnections'!$AG$7:$AG$4022,$AI66,'All interconnections'!$AF$7:$AF$4022,(round-1)))","v":0},0,0,{"$f":"IF(round=1,IFERROR(INDEX($P$48:$P$201,MATCH(Interconnections!$AI66,$L$48:$L$201,0),1),),SUMIFS('All interconnections'!$AM$7:$AM$4022,'All interconnections'!$AG$7:$AG$4022,$AI66,'All interconnections'!$AF$7:$AF$4022,(round-1)))","v":0},0,0]
[null,null,1,20,59,"SRN - Sussex North",{"$f":"IF($E67=0,,IF(round=1,INDEX(lst_baseline,MATCH(E67,WRZID,0)),SUMIFS('All interconnections'!$AJ$7:$AJ$4022,'All interconnections'!$AF$7:$AF$4022,(round-1),'All interconnections'!$AG$7:$AG$4022,Interconnections!$F67)))","v":0},{"$f":"IFERROR(INDEX('Incremental AISC'!$E$9:$E$32,MATCH(E67,'Incremental AISC'!$D$9:$D$32,0),1),)","v":0},0,0,47,"SEW - 5",0,{"$f":"IF($K67=0,,IF('Control Panel'!$H$58,INDEX(lst_WAFU,$K67),0))","v":0},0,{"$f":"IF((round=1),M67+O67,SUMIFS('All interconnections'!$AM$7:$AM$4022, 'All interconnections'!$AF$7:$AF$4022,(round-1),'All interconnections'!$AG$7:$AG$4022,$L67))","v":0},0,0,0,0,0,0,0,{"$f":"IF(W67=0,,INDEX('Interconnector costs'!$D$9:$D$21,MATCH($W67,'Interconnector costs'!$C$9:$C$21,1),1))","v":0},0,0,0,{"$f":"IF(((W67*AA67*NPV!$D$15*conversion_factor)/1000000)<1,,(W67*AA67*NPV!$D$15*conversion_factor)/1000000)","v":0},0,0,0,0,null,1,"ANH - North Norfolk Coast",{"$f":"IF(round=1,INDEX(lst_baseline,MATCH(Interconnections!$AI67,lst_WRZ_sorted,0),1),SUMIFS('All interconnections'!$AJ$7:$AJ$4022,'All interconnections'!$AG$7:$AG$4022,$AI67,'All interconnections'!$AF$7:$AF$4022,(round-1)))","v":0},0,0,{"$f":"IF(round=1,IFERROR(INDEX($P$48:$P$201,MATCH(Interconnections!$AI67,$L$48:$L$201,0),1),),SUMIFS('All interconnections'!$AM$7:$AM$4022,'All interconnections'!$AG$7:$AG$4022,$AI67,'All interconnections'!$AF$7:$AF$4022,(round-1)))","v":0},0,0]
[null,null,1,21,59,"SRN - Sussex North",{"$f":"IF($E68=0,,IF(round=1,INDEX(lst_baseline,MATCH(E68,WRZID,0)),SUMIFS('All interconnections'!$AJ$7:$AJ$4022,'All interconnections'!$AF$7:$AF$4022,(round-1),'All interconnections'!$AG$7:$AG$4022,Interconnections!$F68)))","v":0},{"$f":"IFERROR(INDEX('Incremental AISC'!$E$9:$E$32,MATCH(E68,'Incremental AISC'!$D$9:$D$32,0),1),)","v":0},0,0,80,"TMS - Guildford",0,{"$f":"IF($K68=0,,IF('Control Panel'!$H$58,INDEX(lst_WAFU,$K68),0))","v":0},0,{"$f":"IF((round=1),M68+O68,SUMIFS('All interconnections'!$AM$7:$AM$4022, 'All interconnections'!$AF$7:$AF$4022,(round-1),'All interconnections'!$AG$7:$AG$4022,$L68))","v":0},0,0,0,0,0,0,0,{"$f":"IF(W68=0,,INDEX('Interconnector costs'!$D$9:$D$21,MATCH($W68,'Interconnector costs'!$C$9:$C$21,1),1))","v":0},0,0,0,{"$f":"IF(((W68*AA68*NPV!$D$15*conversion_factor)/1000000)<1,,(W68*AA68*NPV!$D$15*conversion_factor)/1000000)","v":0},0,0,0,{"$f":"IF(AC68=1,P68-AD68,)","v":0},null,1,"ANH - Norwich and the Broads",{"$f":"IF(round=1,INDEX(lst_baseline,MATCH(Interconnections!$AI68,lst_WRZ_sorted,0),1),SUMIFS('All interconnections'!$AJ$7:$AJ$4022,'All interconnections'!$AG$7:$AG$4022,$AI68,'All interconnections'!$AF$7:$AF$4022,(round-1)))","v":0},0,0,{"$f":"IF(round=1,IFERROR(INDEX($P$48:$P$201,MATCH(Interconnections!$AI68,$L$48:$L$201,0),1),),SUMIFS('All interconnections'!$AM$7:$AM$4022,'All interconnections'!$AG$7:$AG$4022,$AI68,'All interconnections'!$AF$7:$AF$4022,(round-1)))","v":0},0,0]
[null,null,1,22,59,"SRN - Sussex North",{"$f":"IF($E69=0,,IF(round=1,INDEX(lst_baseline,MATCH(E69,WRZID,0)),SUMIFS('All interconnections'!$AJ$7:$AJ$4022,'All interconnections'!$AF$7:$AF$4022,(round-1),'All interconnections'!$AG$7:$AG$4022,Interconnections!$F69)))","v":0},{"$f":"IFERROR(INDEX('Incremental AISC'!$E$9:$E$32,MATCH(E69,'Incremental AISC'!$D$9:$D$32,0),1),)","v":0},0,0,39,"PRT - Companywide (portsmouth)",0,{"$f":"IF($K69=0,,IF('Control Panel'!$H$58,INDEX(lst_WAFU,$K69),0))","v":0},0,{"$f":"IF((round=1),M69+O69,SUMIFS('All interconnections'!$AM$7:$AM$4022, 'All interconnections'!$AF$7:$AF$4022,(round-1),'All interconnections'!$AG$7:$AG$4022,$L69))","v":0},0,0,0,0,0,0,0,{"$f":"IF(W69=0,,INDEX('Interconnector costs'!$D$9:$D$21,MATCH($W69,'Interconnector costs'!$C$9:$C$21,1),1))","v":0},0,0,0,{"$f":"IF(((W69*AA69*NPV!$D$15*conversion_factor)/1000000)<1,,(W69*AA69*NPV!$D$15*conversion_factor)/1000000)","v":0},0,0,0,0,null,1,"ANH - Ruthamford North",{"$f":"IF(round=1,INDEX(lst_baseline,MATCH(Interconnections!$AI69,lst_WRZ_sorted,0),1),SUMIFS('All interconnections'!$AJ$7:$AJ$4022,'All interconnections'!$AG$7:$AG$4022,$AI69,'All interconnections'!$AF$7:$AF$4022,(round-1)))","v":0},0,0,{"$f":"IF(round=1,IFERROR(INDEX($P$48:$P$201,MATCH(Interconnections!$AI69,$L$48:$L$201,0),1),),SUMIFS('All interconnections'!$AM$7:$AM$4022,'All interconnections'!$AG$7:$AG$4022,$AI69,'All interconnections'!$AF$7:$AF$4022,(round-1)))","v":0},0,0]
[null,null,1,23,53,"SRN - Hants South",{"$f":"IF($E70=0,,IF(round=1,INDEX(lst_baseline,MATCH(E70,WRZID,0)),SUMIFS('All interconnections'!$AJ$7:$AJ$4022,'All interconnections'!$AF$7:$AF$4022,(round-1),'All interconnections'!$AG$7:$AG$4022,Interconnections!$F70)))","v":0},{"$f":"IFERROR(INDEX('Incremental AISC'!$E$9:$E$32,MATCH(E70,'Incremental AISC'!$D$9:$D$32,0),1),)","v":0},0,0,47,"SEW - 5",0,{"$f":"IF($K70=0,,IF('Control Panel'!$H$58,INDEX(lst_WAFU,$K70),0))","v":0},0,{"$f":"IF((round=1),M70+O70,SUMIFS('All interconnections'!$AM$7:$AM$4022, 'All interconnections'!$AF$7:$AF$4022,(round-1),'All interconnections'!$AG$7:$AG$4022,$L70))","v":0},0,0,0,0,0,0,0,{"$f":"IF(W70=0,,INDEX('Interconnector costs'!$D$9:$D$21,MATCH($W70,'Interconnector costs'!$C$9:$C$21,1),1))","v":0},0,0,0,{"$f":"IF(((W70*AA70*NPV!$D$15*conversion_factor)/1000000)<1,,(W70*AA70*NPV!$D$15*conversion_factor)/1000000)","v":0},0,0,0,0,null,1,"ANH - Ruthamford South",{"$f":"IF(round=1,INDEX(lst_baseline,MATCH(Interconnections!$AI70,lst_WRZ_sorted,0),1),SUMIFS('All interconnections'!$AJ$7:$AJ$4022,'All interconnections'!$AG$7:$AG$4022,$AI70,'All interconnections'!$AF$7:$AF$4022,(round-1)))","v":0},0,0,{"$f":"IF(round=1,IFERROR(INDEX($P$48:$P$201,MATCH(Interconnections!$AI70,$L$48:$L$201,0),1),),SUMIFS('All interconnections'!$AM$7:$AM$4022,'All interconnections'!$AG$7:$AG$4022,$AI70,'All interconnections'!$AF$7:$AF$4022,(round-1)))","v":0},0,0]
[null,null,1,24,53,"SRN - Hants South",{"$f":"IF($E71=0,,IF(round=1,INDEX(lst_baseline,MATCH(E71,WRZID,0)),SUMIFS('All interconnections'!$AJ$7:$AJ$4022,'All interconnections'!$AF$7:$AF$4022,(round-1),'All interconnections'!$AG$7:$AG$4022,Interconnections!$F71)))","v":0},{"$f":"IFERROR(INDEX('Incremental AISC'!$E$9:$E$32,MATCH(E71,'Incremental AISC'!$D$9:$D$32,0),1),)","v":0},0,0,40,"SBW - Companywide (SBW)",0,{"$f":"IF($K71=0,,IF('Control Panel'!$H$58,INDEX(lst_WAFU,$K71),0))","v":0},0,{"$f":"IF((round=1),M71+O71,SUMIFS('All interconnections'!$AM$7:$AM$4022, 'All interconnections'!$AF$7:$AF$4022,(round-1),'All interconnections'!$AG$7:$AG$4022,$L71))","v":0},0,0,0,0,0,0,0,{"$f":"IF(W71=0,,INDEX('Interconnector costs'!$D$9:$D$21,MATCH($W71,'Interconnector costs'!$C$9:$C$21,1),1))","v":0},0,0,0,{"$f":"IF(((W71*AA71*NPV!$D$15*conversion_factor)/1000000)<1,,(W71*AA71*NPV!$D$15*conversion_factor)/1000000)","v":0},0,0,0,0,null,1,"ANH - South Essex",{"$f":"IF(round=1,INDEX(lst_baseline,MATCH(Interconnections!$AI71,lst_WRZ_sorted,0),1),SUMIFS('All interconnections'!$AJ$7:$AJ$4022,'All interconnections'!$AG$7:$AG$4022,$AI71,'All interconnections'!$AF$7:$AF$4022,(round-1)))","v":0},0,0,{"$f":"IF(round=1,IFERROR(INDEX($P$48:$P$201,MATCH(Interconnections!$AI71,$L$48:$L$201,0),1),),SUMIFS('All interconnections'!$AM$7:$AM$4022,'All interconnections'!$AG$7:$AG$4022,$AI71,'All interconnections'!$AF$7:$AF$4022,(round-1)))","v":0},0,0]
[null,null,1,25,53,"SRN - Hants South",{"$f":"IF($E72=0,,IF(round=1,INDEX(lst_baseline,MATCH(E72,WRZID,0)),SUMIFS('All interconnections'!$AJ$7:$AJ$4022,'All interconnections'!$AF$7:$AF$4022,(round-1),'All interconnections'!$AG$7:$AG$4022,Interconnections!$F72)))","v":0},{"$f":"IFERROR(INDEX('Incremental AISC'!$E$9:$E$32,MATCH(E72,'Incremental AISC'!$D$9:$D$32,0),1),)","v":0},0,0,51,"SRN - Hants Andover",0,{"$f":"IF($K72=0,,IF('Control Panel'!$H$58,INDEX(lst_WAFU,$K72),0))","v":0},0,{"$f":"IF((round=1),M72+O72,SUMIFS('All interconnections'!$AM$7:$AM$4022, 'All interconnections'!$AF$7:$AF$4022,(round-1),'All interconnections'!$AG$7:$AG$4022,$L72))","v":0},0,0,0,0,0,0,0,{"$f":"IF(W72=0,,INDEX('Interconnector costs'!$D$9:$D$21,MATCH($W72,'Interconnector costs'!$C$9:$C$21,1),1))","v":0},0,0,0,{"$f":"IF(((W72*AA72*NPV!$D$15*conversion_factor)/1000000)<1,,(W72*AA72*NPV!$D$15*conversion_factor)/1000000)","v":0},0,0,0,0,null,1,"ANH - SUDBURY",{"$f":"IF(round=1,INDEX(lst_baseline,MATCH(Interconnections!$AI72,lst_WRZ_sorted,0),1),SUMIFS('All interconnections'!$AJ$7:$AJ$4022,'All interconnections'!$AG$7:$AG$4022,$AI72,'All interconnections'!$AF$7:$AF$4022,(round-1)))","v":0},0,0,{"$f":"IF(round=1,IFERROR(INDEX($P$48:$P$201,MATCH(Interconnections!$AI72,$L$48:$L$201,0),1),),SUMIFS('All interconnections'!$AM$7:$AM$4022,'All interconnections'!$AG$7:$AG$4022,$AI72,'All interconnections'!$AF$7:$AF$4022,(round-1)))","v":0},0,0]
[null,null,1,26,53,"SRN - Hants South",{"$f":"IF($E73=0,,IF(round=1,INDEX(lst_baseline,MATCH(E73,WRZID,0)),SUMIFS('All interconnections'!$AJ$7:$AJ$4022,'All interconnections'!$AF$7:$AF$4022,(round-1),'All interconnections'!$AG$7:$AG$4022,Interconnections!$F73)))","v":0},{"$f":"IFERROR(INDEX('Incremental AISC'!$E$9:$E$32,MATCH(E73,'Incremental AISC'!$D$9:$D$32,0),1),)","v":0},0,0,52,"SRN - Hants Kingsclere",0,{"$f":"IF($K73=0,,IF('Control Panel'!$H$58,INDEX(lst_WAFU,$K73),0))","v":0},0,{"$f":"IF((round=1),M73+O73,SUMIFS('All interconnections'!$AM$7:$AM$4022, 'All interconnections'!$AF$7:$AF$4022,(round-1),'All interconnections'!$AG$7:$AG$4022,$L73))","v":0},0,0,0,0,0,0,0,{"$f":"IF(W73=0,,INDEX('Interconnector costs'!$D$9:$D$21,MATCH($W73,'Interconnector costs'!$C$9:$C$21,1),1))","v":0},0,0,0,{"$f":"IF(((W73*AA73*NPV!$D$15*conversion_factor)/1000000)<1,,(W73*AA73*NPV!$D$15*conversion_factor)/1000000)","v":0},0,0,0,0,null,1,"ANH - West Lincolnshire",{"$f":"IF(round=1,INDEX(lst_baseline,MATCH(Interconnections!$AI73,lst_WRZ_sorted,0),1),SUMIFS('All interconnections'!$AJ$7:$AJ$4022,'All interconnections'!$AG$7:$AG$4022,$AI73,'All interconnections'!$AF$7:$AF$4022,(round-1)))","v":0},0,0,{"$f":"IF(round=1,IFERROR(INDEX($P$48:$P$201,MATCH(Interconnections!$AI73,$L$48:$L$201,0),1),),SUMIFS('All interconnections'!$AM$7:$AM$4022,'All interconnections'!$AG$7:$AG$4022,$AI73,'All interconnections'!$AF$7:$AF$4022,(round-1)))","v":0},0,0]
[null,null,1,27,53,"SRN - Hants South",{"$f":"IF($E74=0,,IF(round=1,INDEX(lst_baseline,MATCH(E74,WRZID,0)),SUMIFS('All interconnections'!$AJ$7:$AJ$4022,'All interconnections'!$AF$7:$AF$4022,(round-1),'All interconnections'!$AG$7:$AG$4022,Interconnections!$F74)))","v":0},{"$f":"IFERROR(INDEX('Incremental AISC'!$E$9:$E$32,MATCH(E74,'Incremental AISC'!$D$9:$D$32,0),1),)","v":0},0,0,30,"CHL - Cholderton & District",0,{"$f":"IF($K74=0,,IF('Control Panel'!$H$58,INDEX(lst_WAFU,$K74),0))","v":0},0,{"$f":"IF((round=1),M74+O74,SUMIFS('All interconnections'!$AM$7:$AM$4022, 'All interconnections'!$AF$7:$AF$4022,(round-1),'All interconnections'!$AG$7:$AG$4022,$L74))","v":0},0,0,0,0,0,0,0,{"$f":"IF(W74=0,,INDEX('Interconnector costs'!$D$9:$D$21,MATCH($W74,'Interconnector costs'!$C$9:$C$21,1),1))","v":0},0,0,0,{"$f":"IF(((W74*AA74*NPV!$D$15*conversion_factor)/1000000)<1,,(W74*AA74*NPV!$D$15*conversion_factor)/1000000)","v":0},0,0,0,0,null,1,"ANH - WEST SUFFOLK",{"$f":"IF(round=1,INDEX(lst_baseline,MATCH(Interconnections!$AI74,lst_WRZ_sorted,0),1),SUMIFS('All interconnections'!$AJ$7:$AJ$4022,'All interconnections'!$AG$7:$AG$4022,$AI74,'All interconnections'!$AF$7:$AF$4022,(round-1)))","v":0},0,0,{"$f":"IF(round=1,IFERROR(INDEX($P$48:$P$201,MATCH(Interconnections!$AI74,$L$48:$L$201,0),1),),SUMIFS('All interconnections'!$AM$7:$AM$4022,'All interconnections'!$AG$7:$AG$4022,$AI74,'All interconnections'!$AF$7:$AF$4022,(round-1)))","v":0},0,0]
[null,null,1,28,53,"SRN - Hants South",{"$f":"IF($E75=0,,IF(round=1,INDEX(lst_baseline,MATCH(E75,WRZID,0)),SUMIFS('All interconnections'!$AJ$7:$AJ$4022,'All interconnections'!$AF$7:$AF$4022,(round-1),'All interconnections'!$AG$7:$AG$4022,Interconnections!$F75)))","v":0},{"$f":"IFERROR(INDEX('Incremental AISC'!$E$9:$E$32,MATCH(E75,'Incremental AISC'!$D$9:$D$32,0),1),)","v":0},0,0,39,"PRT - Companywide (portsmouth)",0,{"$f":"IF($K75=0,,IF('Control Panel'!$H$58,INDEX(lst_WAFU,$K75),0))","v":0},0,{"$f":"IF((round=1),M75+O75,SUMIFS('All interconnections'!$AM$7:$AM$4022, 'All interconnections'!$AF$7:$AF$4022,(round-1),'All interconnections'!$AG$7:$AG$4022,$L75))","v":0},0,0,0,0,0,0,0,{"$f":"IF(W75=0,,INDEX('Interconnector costs'!$D$9:$D$21,MATCH($W75,'Interconnector costs'!$C$9:$C$21,1),1))","v":0},0,0,0,{"$f":"IF(((W75*AA75*NPV!$D$15*conversion_factor)/1000000)<1,,(W75*AA75*NPV!$D$15*conversion_factor)/1000000)","v":0},0,0,0,0,null,1,"BRL - Bristol",{"$f":"IF(round=1,INDEX(lst_baseline,MATCH(Interconnections!$AI75,lst_WRZ_sorted,0),1),SUMIFS('All interconnections'!$AJ$7:$AJ$4022,'All interconnections'!$AG$7:$AG$4022,$AI75,'All interconnections'!$AF$7:$AF$4022,(round-1)))","v":0},0,0,{"$f":"IF(round=1,IFERROR(INDEX($P$48:$P$201,MATCH(Interconnections!$AI75,$L$48:$L$201,0),1),),SUMIFS('All interconnections'!$AM$7:$AM$4022,'All interconnections'!$AG$7:$AG$4022,$AI75,'All interconnections'!$AF$7:$AF$4022,(round-1)))","v":0},0,0]
[null,null,1,29,55,"SRN - Kent Medway",{"$f":"IF($E76=0,,IF(round=1,INDEX(lst_baseline,MATCH(E76,WRZID,0)),SUMIFS('All interconnections'!$AJ$7:$AJ$4022,'All interconnections'!$AF$7:$AF$4022,(round-1),'All interconnections'!$AG$7:$AG$4022,Interconnections!$F76)))","v":0},{"$f":"IFERROR(INDEX('Incremental AISC'!$E$9:$E$32,MATCH(E76,'Incremental AISC'!$D$9:$D$32,0),1),)","v":0},0,0,34,"ESK - Essex",0,{"$f":"IF($K76=0,,IF('Control Panel'!$H$58,INDEX(lst_WAFU,$K76),0))","v":0},0,{"$f":"IF((round=1),M76+O76,SUMIFS('All interconnections'!$AM$7:$AM$4022, 'All interconnections'!$AF$7:$AF$4022,(round-1),'All interconnections'!$AG$7:$AG$4022,$L76))","v":0},0,0,0,0,0,0,0,{"$f":"IF(W76=0,,INDEX('Interconnector costs'!$D$9:$D$21,MATCH($W76,'Interconnector costs'!$C$9:$C$21,1),1))","v":0},0,0,0,{"$f":"IF(((W76*AA76*NPV!$D$15*conversion_factor)/1000000)<1,,(W76*AA76*NPV!$D$15*conversion_factor)/1000000)","v":0},0,0,0,0,null,1,"CAM - Cambridge",{"$f":"IF(round=1,INDEX(lst_baseline,MATCH(Interconnections!$AI76,lst_WRZ_sorted,0),1),SUMIFS('All interconnections'!$AJ$7:$AJ$4022,'All interconnections'!$AG$7:$AG$4022,$AI76,'All interconnections'!$AF$7:$AF$4022,(round-1)))","v":0},0,0,{"$f":"IF(round=1,IFERROR(INDEX($P$48:$P$201,MATCH(Interconnections!$AI76,$L$48:$L$201,0),1),),SUMIFS('All interconnections'!$AM$7:$AM$4022,'All interconnections'!$AG$7:$AG$4022,$AI76,'All interconnections'!$AF$7:$AF$4022,(round-1)))","v":0},0,0]
[null,null,1,30,60,"SRN - Sussex Worthing",{"$f":"IF($E77=0,,IF(round=1,INDEX(lst_baseline,MATCH(E77,WRZID,0)),SUMIFS('All interconnections'!$AJ$7:$AJ$4022,'All interconnections'!$AF$7:$AF$4022,(round-1),'All interconnections'!$AG$7:$AG$4022,Interconnections!$F77)))","v":0},{"$f":"IFERROR(INDEX('Incremental AISC'!$E$9:$E$32,MATCH(E77,'Incremental AISC'!$D$9:$D$32,0),1),)","v":0},0,0,41,"SES - East Surrey",0,{"$f":"IF($K77=0,,IF('Control Panel'!$H$58,INDEX(lst_WAFU,$K77),0))","v":0},0,{"$f":"IF((round=1),M77+O77,SUMIFS('All interconnections'!$AM$7:$AM$4022, 'All interconnections'!$AF$7:$AF$4022,(round-1),'All interconnections'!$AG$7:$AG$4022,$L77))","v":0},0,0,0,0,0,0,0,{"$f":"IF(W77=0,,INDEX('Interconnector costs'!$D$9:$D$21,MATCH($W77,'Interconnector costs'!$C$9:$C$21,1),1))","v":0},0,0,0,{"$f":"IF(((W77*AA77*NPV!$D$15*conversion_factor)/1000000)<1,,(W77*AA77*NPV!$D$15*conversion_factor)/1000000)","v":0},0,0,0,0,null,1,"CHL - Cholderton & District",{"$f":"IF(round=1,INDEX(lst_baseline,MATCH(Interconnections!$AI77,lst_WRZ_sorted,0),1),SUMIFS('All interconnections'!$AJ$7:$AJ$4022,'All interconnections'!$AG$7:$AG$4022,$AI77,'All interconnections'!$AF$7:$AF$4022,(round-1)))","v":0},0,0,{"$f":"IF(round=1,IFERROR(INDEX($P$48:$P$201,MATCH(Interconnections!$AI77,$L$48:$L$201,0),1),),SUMIFS('All interconnections'!$AM$7:$AM$4022,'All interconnections'!$AG$7:$AG$4022,$AI77,'All interconnections'!$AF$7:$AF$4022,(round-1)))","v":0},0,0]
[null,null,1,31,60,"SRN - Sussex Worthing",{"$f":"IF($E78=0,,IF(round=1,INDEX(lst_baseline,MATCH(E78,WRZID,0)),SUMIFS('All interconnections'!$AJ$7:$AJ$4022,'All interconnections'!$AF$7:$AF$4022,(round-1),'All interconnections'!$AG$7:$AG$4022,Interconnections!$F78)))","v":0},{"$f":"IFERROR(INDEX('Incremental AISC'!$E$9:$E$32,MATCH(E78,'Incremental AISC'!$D$9:$D$32,0),1),)","v":0},0,0,47,"SEW - 5",0,{"$f":"IF($K78=0,,IF('Control Panel'!$H$58,INDEX(lst_WAFU,$K78),0))","v":0},0,{"$f":"IF((round=1),M78+O78,SUMIFS('All interconnections'!$AM$7:$AM$4022, 'All interconnections'!$AF$7:$AF$4022,(round-1),'All interconnections'!$AG$7:$AG$4022,$L78))","v":0},0,0,0,0,0,0,0,{"$f":"IF(W78=0,,INDEX('Interconnector costs'!$D$9:$D$21,MATCH($W78,'Interconnector costs'!$C$9:$C$21,1),1))","v":0},0,0,0,{"$f":"IF(((W78*AA78*NPV!$D$15*conversion_factor)/1000000)<1,,(W78*AA78*NPV!$D$15*conversion_factor)/1000000)","v":0},0,0,0,0,null,1,"DVW - Chester",{"$f":"IF(round=1,INDEX(lst_baseline,MATCH(Interconnections!$AI78,lst_WRZ_sorted,0),1),SUMIFS('All interconnections'!$AJ$7:$AJ$4022,'All interconnections'!$AG$7:$AG$4022,$AI78,'All interconnections'!$AF$7:$AF$4022,(round-1)))","v":0},0,0,{"$f":"IF(round=1,IFERROR(INDEX($P$48:$P$201,MATCH(Interconnections!$AI78,$L$48:$L$201,0),1),),SUMIFS('All interconnections'!$AM$7:$AM$4022,'All interconnections'!$AG$7:$AG$4022,$AI78,'All interconnections'!$AF$7:$AF$4022,(round-1)))","v":0},0,0]
[null,null,1,32,60,"SRN - Sussex Worthing",{"$f":"IF($E79=0,,IF(round=1,INDEX(lst_baseline,MATCH(E79,WRZID,0)),SUMIFS('All interconnections'!$AJ$7:$AJ$4022,'All interconnections'!$AF$7:$AF$4022,(round-1),'All interconnections'!$AG$7:$AG$4022,Interconnections!$F79)))","v":0},{"$f":"IFERROR(INDEX('Incremental AISC'!$E$9:$E$32,MATCH(E79,'Incremental AISC'!$D$9:$D$32,0),1),)","v":0},0,0,80,"TMS - Guildford",0,{"$f":"IF($K79=0,,IF('Control Panel'!$H$58,INDEX(lst_WAFU,$K79),0))","v":0},0,{"$f":"IF((round=1),M79+O79,SUMIFS('All interconnections'!$AM$7:$AM$4022, 'All interconnections'!$AF$7:$AF$4022,(round-1),'All interconnections'!$AG$7:$AG$4022,$L79))","v":0},0,0,0,0,0,0,0,{"$f":"IF(W79=0,,INDEX('Interconnector costs'!$D$9:$D$21,MATCH($W79,'Interconnector costs'!$C$9:$C$21,1),1))","v":0},0,0,0,{"$f":"IF(((W79*AA79*NPV!$D$15*conversion_factor)/1000000)<1,,(W79*AA79*NPV!$D$15*conversion_factor)/1000000)","v":0},0,0,0,0,null,1,"DVW - Wrexham",{"$f":"IF(round=1,INDEX(lst_baseline,MATCH(Interconnections!$AI79,lst_WRZ_sorted,0),1),SUMIFS('All interconnections'!$AJ$7:$AJ$4022,'All interconnections'!$AG$7:$AG$4022,$AI79,'All interconnections'!$AF$7:$AF$4022,(round-1)))","v":0},0,0,{"$f":"IF(round=1,IFERROR(INDEX($P$48:$P$201,MATCH(Interconnections!$AI79,$L$48:$L$201,0),1),),SUMIFS('All interconnections'!$AM$7:$AM$4022,'All interconnections'!$AG$7:$AG$4022,$AI79,'All interconnections'!$AF$7:$AF$4022,(round-1)))","v":0},0,0]
[null,null,1,33,60,"SRN - Sussex Worthing",{"$f":"IF($E80=0,,IF(round=1,INDEX(lst_baseline,MATCH(E80,WRZID,0)),SUMIFS('All interconnections'!$AJ$7:$AJ$4022,'All interconnections'!$AF$7:$AF$4022,(round-1),'All interconnections'!$AG$7:$AG$4022,Interconnections!$F80)))","v":0},{"$f":"IFERROR(INDEX('Incremental AISC'!$E$9:$E$32,MATCH(E80,'Incremental AISC'!$D$9:$D$32,0),1),)","v":0},0,0,39,"PRT - Companywide (portsmouth)",{"$f":"IF($K80=0,,INDEX(lst_baseline,MATCH(K80,WRZID,0)))","v":0},{"$f":"IF($K80=0,,IF('Control Panel'!$H$58,INDEX(lst_WAFU,$K80),0))","v":0},0,{"$f":"IF((round=1),M80+O80,SUMIFS('All interconnections'!$AM$7:$AM$4022, 'All interconnections'!$AF$7:$AF$4022,(round-1),'All interconnections'!$AG$7:$AG$4022,$L80))","v":0},{"$f":"IF($K80=0,,INDEX(lst_AISC_surplus,opt_AISC_surplus,1))","v":0},0,0,0,0,0,0,{"$f":"IF(W80=0,,INDEX('Interconnector costs'!$D$9:$D$21,MATCH($W80,'Interconnector costs'!$C$9:$C$21,1),1))","v":0},0,0,0,{"$f":"IF(((W80*AA80*NPV!$D$15*conversion_factor)/1000000)<1,,(W80*AA80*NPV!$D$15*conversion_factor)/1000000)","v":0},{"$f":"IF(AB80=0,,RANK($AB80,$AB$48:$AB$201,0))","v":0},0,0,0,null,1,{"$f":"INDEX(lst_WRZ_sorted,D80,1)","v":"ESK - Blyth"},{"$f":"IF(round=1,INDEX(lst_baseline,MATCH(Interconnections!$AI80,lst_WRZ_sorted,0),1),SUMIFS('All interconnections'!$AJ$7:$AJ$4022,'All interconnections'!$AG$7:$AG$4022,$AI80,'All interconnections'!$AF$7:$AF$4022,(round-1)))","v":0},{"$f":"SUMIFS($AD$48:$AD$201,$F$48:$F$201,$AI80,$AC$48:$AC$201,1)","v":0},0,{"$f":"IF(round=1,IFERROR(INDEX($P$48:$P$201,MATCH(Interconnections!$AI80,$L$48:$L$201,0),1),),SUMIFS('All interconnections'!$AM$7:$AM$4022,'All interconnections'!$AG$7:$AG$4022,$AI80,'All interconnections'!$AF$7:$AF$4022,(round-1)))","v":0},{"$f":"-SUMIFS($AD$48:$AD$201,$L$48:$L$201,$AI80,$AC$48:$AC$201,1)","v":0},0]
[null,null,1,34,83,"TMS - London",{"$f":"IF($E81=0,,IF(round=1,INDEX(lst_baseline,MATCH(E81,WRZID,0)),SUMIFS('All interconnections'!$AJ$7:$AJ$4022,'All interconnections'!$AF$7:$AF$4022,(round-1),'All interconnections'!$AG$7:$AG$4022,Interconnections!$F81)))","v":0},{"$f":"IFERROR(INDEX('Incremental AISC'!$E$9:$E$32,MATCH(E81,'Incremental AISC'!$D$9:$D$32,0),1),)","v":0},0,0,34,"ESK - Essex",0,{"$f":"IF($K81=0,,IF('Control Panel'!$H$58,INDEX(lst_WAFU,$K81),0))","v":0},0,{"$f":"IF((round=1),M81+O81,SUMIFS('All interconnections'!$AM$7:$AM$4022, 'All interconnections'!$AF$7:$AF$4022,(round-1),'All interconnections'!$AG$7:$AG$4022,$L81))","v":0},0,0,0,0,0,0,0,{"$f":"IF(W81=0,,INDEX('Interconnector costs'!$D$9:$D$21,MATCH($W81,'Interconnector costs'!$C$9:$C$21,1),1))","v":0},0,0,0,{"$f":"IF(((W81*AA81*NPV!$D$15*conversion_factor)/1000000)<1,,(W81*AA81*NPV!$D$15*conversion_factor)/1000000)","v":0},0,0,0,0,null,1,"ESK - Essex",{"$f":"IF(round=1,INDEX(lst_baseline,MATCH(Interconnections!$AI81,lst_WRZ_sorted,0),1),SUMIFS('All interconnections'!$AJ$7:$AJ$4022,'All interconnections'!$AG$7:$AG$4022,$AI81,'All interconnections'!$AF$7:$AF$4022,(round-1)))","v":0},0,0,{"$f":"IF(round=1,IFERROR(INDEX($P$48:$P$201,MATCH(Interconnections!$AI81,$L$48:$L$201,0),1),),SUMIFS('All interconnections'!$AM$7:$AM$4022,'All interconnections'!$AG$7:$AG$4022,$AI81,'All interconnections'!$AF$7:$AF$4022,(round-1)))","v":0},0,0]
[null,null,1,35,83,"TMS - London",{"$f":"IF($E82=0,,IF(round=1,INDEX(lst_baseline,MATCH(E82,WRZID,0)),SUMIFS('All interconnections'!$AJ$7:$AJ$4022,'All interconnections'!$AF$7:$AF$4022,(round-1),'All interconnections'!$AG$7:$AG$4022,Interconnections!$F82)))","v":0},{"$f":"IFERROR(INDEX('Incremental AISC'!$E$9:$E$32,MATCH(E82,'Incremental AISC'!$D$9:$D$32,0),1),)","v":0},0,0,2,"AFW - 2 Colne",0,{"$f":"IF($K82=0,,IF('Control Panel'!$H$58,INDEX(lst_WAFU,$K82),0))","v":0},0,{"$f":"IF((round=1),M82+O82,SUMIFS('All interconnections'!$AM$7:$AM$4022, 'All interconnections'!$AF$7:$AF$4022,(round-1),'All interconnections'!$AG$7:$AG$4022,$L82))","v":0},0,0,0,0,0,0,0,{"$f":"IF(W82=0,,INDEX('Interconnector costs'!$D$9:$D$21,MATCH($W82,'Interconnector costs'!$C$9:$C$21,1),1))","v":0},0,0,0,{"$f":"IF(((W82*AA82*NPV!$D$15*conversion_factor)/1000000)<1,,(W82*AA82*NPV!$D$15*conversion_factor)/1000000)","v":0},0,0,0,0,null,1,"ESK - Hartismere",{"$f":"IF(round=1,INDEX(lst_baseline,MATCH(Interconnections!$AI82,lst_WRZ_sorted,0),1),SUMIFS('All interconnections'!$AJ$7:$AJ$4022,'All interconnections'!$AG$7:$AG$4022,$AI82,'All interconnections'!$AF$7:$AF$4022,(round-1)))","v":0},0,0,{"$f":"IF(round=1,IFERROR(INDEX($P$48:$P$201,MATCH(Interconnections!$AI82,$L$48:$L$201,0),1),),SUMIFS('All interconnections'!$AM$7:$AM$4022,'All interconnections'!$AG$7:$AG$4022,$AI82,'All interconnections'!$AF$7:$AF$4022,(round-1)))","v":0},0,0]
[null,null,1,36,83,"TMS - London",{"$f":"IF($E83=0,,IF(round=1,INDEX(lst_baseline,MATCH(E83,WRZID,0)),SUMIFS('All interconnections'!$AJ$7:$AJ$4022,'All interconnections'!$AF$7:$AF$4022,(round-1),'All interconnections'!$AG$7:$AG$4022,Interconnections!$F83)))","v":0},{"$f":"IFERROR(INDEX('Incremental AISC'!$E$9:$E$32,MATCH(E83,'Incremental AISC'!$D$9:$D$32,0),1),)","v":0},0,0,1,"AFW - 1 Misbourne",0,{"$f":"IF($K83=0,,IF('Control Panel'!$H$58,INDEX(lst_WAFU,$K83),0))","v":0},0,{"$f":"IF((round=1),M83+O83,SUMIFS('All interconnections'!$AM$7:$AM$4022, 'All interconnections'!$AF$7:$AF$4022,(round-1),'All interconnections'!$AG$7:$AG$4022,$L83))","v":0},0,0,0,0,0,0,0,{"$f":"IF(W83=0,,INDEX('Interconnector costs'!$D$9:$D$21,MATCH($W83,'Interconnector costs'!$C$9:$C$21,1),1))","v":0},0,0,0,{"$f":"IF(((W83*AA83*NPV!$D$15*conversion_factor)/1000000)<1,,(W83*AA83*NPV!$D$15*conversion_factor)/1000000)","v":0},0,0,0,0,null,1,"ESK - Northern & Central",{"$f":"IF(round=1,INDEX(lst_baseline,MATCH(Interconnections!$AI83,lst_WRZ_sorted,0),1),SUMIFS('All interconnections'!$AJ$7:$AJ$4022,'All interconnections'!$AG$7:$AG$4022,$AI83,'All interconnections'!$AF$7:$AF$4022,(round-1)))","v":0},0,0,{"$f":"IF(round=1,IFERROR(INDEX($P$48:$P$201,MATCH(Interconnections!$AI83,$L$48:$L$201,0),1),),SUMIFS('All interconnections'!$AM$7:$AM$4022,'All interconnections'!$AG$7:$AG$4022,$AI83,'All interconnections'!$AF$7:$AF$4022,(round-1)))","v":0},0,0]
[null,null,1,37,83,"TMS - London",{"$f":"IF($E84=0,,IF(round=1,INDEX(lst_baseline,MATCH(E84,WRZID,0)),SUMIFS('All interconnections'!$AJ$7:$AJ$4022,'All interconnections'!$AF$7:$AF$4022,(round-1),'All interconnections'!$AG$7:$AG$4022,Interconnections!$F84)))","v":0},{"$f":"IFERROR(INDEX('Incremental AISC'!$E$9:$E$32,MATCH(E84,'Incremental AISC'!$D$9:$D$32,0),1),)","v":0},0,0,41,"SES - East Surrey",0,{"$f":"IF($K84=0,,IF('Control Panel'!$H$58,INDEX(lst_WAFU,$K84),0))","v":0},0,{"$f":"IF((round=1),M84+O84,SUMIFS('All interconnections'!$AM$7:$AM$4022, 'All interconnections'!$AF$7:$AF$4022,(round-1),'All interconnections'!$AG$7:$AG$4022,$L84))","v":0},0,0,0,0,0,0,0,{"$f":"IF(W84=0,,INDEX('Interconnector costs'!$D$9:$D$21,MATCH($W84,'Interconnector costs'!$C$9:$C$21,1),1))","v":0},0,0,0,{"$f":"IF(((W84*AA84*NPV!$D$15*conversion_factor)/1000000)<1,,(W84*AA84*NPV!$D$15*conversion_factor)/1000000)","v":0},0,0,0,0,null,1,"NNE - Berwick-Fowberry",{"$f":"IF(round=1,INDEX(lst_baseline,MATCH(Interconnections!$AI84,lst_WRZ_sorted,0),1),SUMIFS('All interconnections'!$AJ$7:$AJ$4022,'All interconnections'!$AG$7:$AG$4022,$AI84,'All interconnections'!$AF$7:$AF$4022,(round-1)))","v":0},0,0,{"$f":"IF(round=1,IFERROR(INDEX($P$48:$P$201,MATCH(Interconnections!$AI84,$L$48:$L$201,0),1),),SUMIFS('All interconnections'!$AM$7:$AM$4022,'All interconnections'!$AG$7:$AG$4022,$AI84,'All interconnections'!$AF$7:$AF$4022,(round-1)))","v":0},0,0]
[null,null,1,38,49,"SEW - 7",{"$f":"IF($E85=0,,IF(round=1,INDEX(lst_baseline,MATCH(E85,WRZID,0)),SUMIFS('All interconnections'!$AJ$7:$AJ$4022,'All interconnections'!$AF$7:$AF$4022,(round-1),'All interconnections'!$AG$7:$AG$4022,Interconnections!$F85)))","v":0},{"$f":"IFERROR(INDEX('Incremental AISC'!$E$9:$E$32,MATCH(E85,'Incremental AISC'!$D$9:$D$32,0),1),)","v":0},0,0,58,"SRN - Sussex Hastings",0,{"$f":"IF($K85=0,,IF('Control Panel'!$H$58,INDEX(lst_WAFU,$K85),0))","v":0},0,{"$f":"IF((round=1),M85+O85,SUMIFS('All interconnections'!$AM$7:$AM$4022, 'All interconnections'!$AF$7:$AF$4022,(round-1),'All interconnections'!$AG$7:$AG$4022,$L85))","v":0},0,0,0,0,0,0,0,{"$f":"IF(W85=0,,INDEX('Interconnector costs'!$D$9:$D$21,MATCH($W85,'Interconnector costs'!$C$9:$C$21,1),1))","v":0},0,0,0,{"$f":"IF(((W85*AA85*NPV!$D$15*conversion_factor)/1000000)<1,,(W85*AA85*NPV!$D$15*conversion_factor)/1000000)","v":0},0,0,0,0,null,1,"NNE - Kielder",{"$f":"IF(round=1,INDEX(lst_baseline,MATCH(Interconnections!$AI85,lst_WRZ_sorted,0),1),SUMIFS('All interconnections'!$AJ$7:$AJ$4022,'All interconnections'!$AG$7:$AG$4022,$AI85,'All interconnections'!$AF$7:$AF$4022,(round-1)))","v":0},0,0,{"$f":"IF(round=1,IFERROR(INDEX($P$48:$P$201,MATCH(Interconnections!$AI85,$L$48:$L$201,0),1),),SUMIFS('All interconnections'!$AM$7:$AM$4022,'All interconnections'!$AG$7:$AG$4022,$AI85,'All interconnections'!$AF$7:$AF$4022,(round-1)))","v":0},0,0]
[null,null,1,39,50,"SEW - 8",{"$f":"IF($E86=0,,IF(round=1,INDEX(lst_baseline,MATCH(E86,WRZID,0)),SUMIFS('All interconnections'!$AJ$7:$AJ$4022,'All interconnections'!$AF$7:$AF$4022,(round-1),'All interconnections'!$AG$7:$AG$4022,Interconnections!$F86)))","v":0},{"$f":"IFERROR(INDEX('Incremental AISC'!$E$9:$E$32,MATCH(E86,'Incremental AISC'!$D$9:$D$32,0),1),)","v":0},0,0,58,"SRN - Sussex Hastings",0,{"$f":"IF($K86=0,,IF('Control Panel'!$H$58,INDEX(lst_WAFU,$K86),0))","v":0},0,{"$f":"IF((round=1),M86+O86,SUMIFS('All interconnections'!$AM$7:$AM$4022, 'All interconnections'!$AF$7:$AF$4022,(round-1),'All interconnections'!$AG$7:$AG$4022,$L86))","v":0},0,0,0,0,0,0,0,{"$f":"IF(W86=0,,INDEX('Interconnector costs'!$D$9:$D$21,MATCH($W86,'Interconnector costs'!$C$9:$C$21,1),1))","v":0},0,0,0,{"$f":"IF(((W86*AA86*NPV!$D$15*conversion_factor)/1000000)<1,,(W86*AA86*NPV!$D$15*conversion_factor)/1000000)","v":0},0,0,0,0,null,1,"PRT - Companywide (portsmouth)",{"$f":"IF(round=1,INDEX(lst_baseline,MATCH(Interconnections!$AI86,lst_WRZ_sorted,0),1),SUMIFS('All interconnections'!$AJ$7:$AJ$4022,'All interconnections'!$AG$7:$AG$4022,$AI86,'All interconnections'!$AF$7:$AF$4022,(round-1)))","v":0},0,0,{"$f":"IF(round=1,IFERROR(INDEX($P$48:$P$201,MATCH(Interconnections!$AI86,$L$48:$L$201,0),1),),SUMIFS('All interconnections'!$AM$7:$AM$4022,'All interconnections'!$AG$7:$AG$4022,$AI86,'All interconnections'!$AF$7:$AF$4022,(round-1)))","v":0},0,0]
[null,null,1,40,48,"SEW - 6",{"$f":"IF($E87=0,,IF(round=1,INDEX(lst_baseline,MATCH(E87,WRZID,0)),SUMIFS('All interconnections'!$AJ$7:$AJ$4022,'All interconnections'!$AF$7:$AF$4022,(round-1),'All interconnections'!$AG$7:$AG$4022,Interconnections!$F87)))","v":0},{"$f":"IFERROR(INDEX('Incremental AISC'!$E$9:$E$32,MATCH(E87,'Incremental AISC'!$D$9:$D$32,0),1),)","v":0},0,0,34,"ESK - Essex",0,{"$f":"IF($K87=0,,IF('Control Panel'!$H$58,INDEX(lst_WAFU,$K87),0))","v":0},0,{"$f":"IF((round=1),M87+O87,SUMIFS('All interconnections'!$AM$7:$AM$4022, 'All interconnections'!$AF$7:$AF$4022,(round-1),'All interconnections'!$AG$7:$AG$4022,$L87))","v":0},0,0,0,0,0,0,0,{"$f":"IF(W87=0,,INDEX('Interconnector costs'!$D$9:$D$21,MATCH($W87,'Interconnector costs'!$C$9:$C$21,1),1))","v":0},0,0,0,{"$f":"IF(((W87*AA87*NPV!$D$15*conversion_factor)/1000000)<1,,(W87*AA87*NPV!$D$15*conversion_factor)/1000000)","v":0},0,0,0,0,null,1,"SBW - Companywide (SBW)",{"$f":"IF(round=1,INDEX(lst_baseline,MATCH(Interconnections!$AI87,lst_WRZ_sorted,0),1),SUMIFS('All interconnections'!$AJ$7:$AJ$4022,'All interconnections'!$AG$7:$AG$4022,$AI87,'All interconnections'!$AF$7:$AF$4022,(round-1)))","v":0},0,0,{"$f":"IF(round=1,IFERROR(INDEX($P$48:$P$201,MATCH(Interconnections!$AI87,$L$48:$L$201,0),1),),SUMIFS('All interconnections'!$AM$7:$AM$4022,'All interconnections'!$AG$7:$AG$4022,$AI87,'All interconnections'!$AF$7:$AF$4022,(round-1)))","v":0},0,0]
[null,null,1,41,48,"SEW - 6",{"$f":"IF($E88=0,,IF(round=1,INDEX(lst_baseline,MATCH(E88,WRZID,0)),SUMIFS('All interconnections'!$AJ$7:$AJ$4022,'All interconnections'!$AF$7:$AF$4022,(round-1),'All interconnections'!$AG$7:$AG$4022,Interconnections!$F88)))","v":0},{"$f":"IFERROR(INDEX('Incremental AISC'!$E$9:$E$32,MATCH(E88,'Incremental AISC'!$D$9:$D$32,0),1),)","v":0},0,0,58,"SRN - Sussex Hastings",0,{"$f":"IF($K88=0,,IF('Control Panel'!$H$58,INDEX(lst_WAFU,$K88),0))","v":0},0,{"$f":"IF((round=1),M88+O88,SUMIFS('All interconnections'!$AM$7:$AM$4022, 'All interconnections'!$AF$7:$AF$4022,(round-1),'All interconnections'!$AG$7:$AG$4022,$L88))","v":0},0,0,0,0,0,0,0,{"$f":"IF(W88=0,,INDEX('Interconnector costs'!$D$9:$D$21,MATCH($W88,'Interconnector costs'!$C$9:$C$21,1),1))","v":0},0,0,0,{"$f":"IF(((W88*AA88*NPV!$D$15*conversion_factor)/1000000)<1,,(W88*AA88*NPV!$D$15*conversion_factor)/1000000)","v":0},0,0,0,0,null,1,"SES - East Surrey",{"$f":"IF(round=1,INDEX(lst_baseline,MATCH(Interconnections!$AI88,lst_WRZ_sorted,0),1),SUMIFS('All interconnections'!$AJ$7:$AJ$4022,'All interconnections'!$AG$7:$AG$4022,$AI88,'All interconnections'!$AF$7:$AF$4022,(round-1)))","v":0},0,0,{"$f":"IF(round=1,IFERROR(INDEX($P$48:$P$201,MATCH(Interconnections!$AI88,$L$48:$L$201,0),1),),SUMIFS('All interconnections'!$AM$7:$AM$4022,'All interconnections'!$AG$7:$AG$4022,$AI88,'All interconnections'!$AF$7:$AF$4022,(round-1)))","v":0},0,0]
[null,null,1,42,48,"SEW - 6",{"$f":"IF($E89=0,,IF(round=1,INDEX(lst_baseline,MATCH(E89,WRZID,0)),SUMIFS('All interconnections'!$AJ$7:$AJ$4022,'All interconnections'!$AF$7:$AF$4022,(round-1),'All interconnections'!$AG$7:$AG$4022,Interconnections!$F89)))","v":0},{"$f":"IFERROR(INDEX('Incremental AISC'!$E$9:$E$32,MATCH(E89,'Incremental AISC'!$D$9:$D$32,0),1),)","v":0},0,0,41,"SES - East Surrey",0,{"$f":"IF($K89=0,,IF('Control Panel'!$H$58,INDEX(lst_WAFU,$K89),0))","v":0},0,{"$f":"IF((round=1),M89+O89,SUMIFS('All interconnections'!$AM$7:$AM$4022, 'All interconnections'!$AF$7:$AF$4022,(round-1),'All interconnections'!$AG$7:$AG$4022,$L89))","v":0},0,0,0,0,0,0,0,{"$f":"IF(W89=0,,INDEX('Interconnector costs'!$D$9:$D$21,MATCH($W89,'Interconnector costs'!$C$9:$C$21,1),1))","v":0},0,0,0,{"$f":"IF(((W89*AA89*NPV!$D$15*conversion_factor)/1000000)<1,,(W89*AA89*NPV!$D$15*conversion_factor)/1000000)","v":0},0,0,0,0,null,1,"SES - Sutton",{"$f":"IF(round=1,INDEX(lst_baseline,MATCH(Interconnections!$AI89,lst_WRZ_sorted,0),1),SUMIFS('All interconnections'!$AJ$7:$AJ$4022,'All interconnections'!$AG$7:$AG$4022,$AI89,'All interconnections'!$AF$7:$AF$4022,(round-1)))","v":0},0,0,{"$f":"IF(round=1,IFERROR(INDEX($P$48:$P$201,MATCH(Interconnections!$AI89,$L$48:$L$201,0),1),),SUMIFS('All interconnections'!$AM$7:$AM$4022,'All interconnections'!$AG$7:$AG$4022,$AI89,'All interconnections'!$AF$7:$AF$4022,(round-1)))","v":0},0,0]
[null,null,1,43,4,"AFW - 4 Pinn",{"$f":"IF($E90=0,,IF(round=1,INDEX(lst_baseline,MATCH(E90,WRZID,0)),SUMIFS('All interconnections'!$AJ$7:$AJ$4022,'All interconnections'!$AF$7:$AF$4022,(round-1),'All interconnections'!$AG$7:$AG$4022,Interconnections!$F90)))","v":0},{"$f":"IFERROR(INDEX('Incremental AISC'!$E$9:$E$32,MATCH(E90,'Incremental AISC'!$D$9:$D$32,0),1),)","v":0},0,0,2,"AFW - 2 Colne",0,{"$f":"IF($K90=0,,IF('Control Panel'!$H$58,INDEX(lst_WAFU,$K90),0))","v":0},0,{"$f":"IF((round=1),M90+O90,SUMIFS('All interconnections'!$AM$7:$AM$4022, 'All interconnections'!$AF$7:$AF$4022,(round-1),'All interconnections'!$AG$7:$AG$4022,$L90))","v":0},0,0,0,0,0,0,0,{"$f":"IF(W90=0,,INDEX('Interconnector costs'!$D$9:$D$21,MATCH($W90,'Interconnector costs'!$C$9:$C$21,1),1))","v":0},0,0,0,{"$f":"IF(((W90*AA90*NPV!$D$15*conversion_factor)/1000000)<1,,(W90*AA90*NPV!$D$15*conversion_factor)/1000000)","v":0},0,0,0,0,null,1,"SEW - 1",{"$f":"IF(round=1,INDEX(lst_baseline,MATCH(Interconnections!$AI90,lst_WRZ_sorted,0),1),SUMIFS('All interconnections'!$AJ$7:$AJ$4022,'All interconnections'!$AG$7:$AG$4022,$AI90,'All interconnections'!$AF$7:$AF$4022,(round-1)))","v":0},0,0,{"$f":"IF(round=1,IFERROR(INDEX($P$48:$P$201,MATCH(Interconnections!$AI90,$L$48:$L$201,0),1),),SUMIFS('All interconnections'!$AM$7:$AM$4022,'All interconnections'!$AG$7:$AG$4022,$AI90,'All interconnections'!$AF$7:$AF$4022,(round-1)))","v":0},0,0]
[null,null,1,44,4,"AFW - 4 Pinn",{"$f":"IF($E91=0,,IF(round=1,INDEX(lst_baseline,MATCH(E91,WRZID,0)),SUMIFS('All interconnections'!$AJ$7:$AJ$4022,'All interconnections'!$AF$7:$AF$4022,(round-1),'All interconnections'!$AG$7:$AG$4022,Interconnections!$F91)))","v":0},{"$f":"IFERROR(INDEX('Incremental AISC'!$E$9:$E$32,MATCH(E91,'Incremental AISC'!$D$9:$D$32,0),1),)","v":0},0,0,1,"AFW - 1 Misbourne",0,{"$f":"IF($K91=0,,IF('Control Panel'!$H$58,INDEX(lst_WAFU,$K91),0))","v":0},0,{"$f":"IF((round=1),M91+O91,SUMIFS('All interconnections'!$AM$7:$AM$4022, 'All interconnections'!$AF$7:$AF$4022,(round-1),'All interconnections'!$AG$7:$AG$4022,$L91))","v":0},0,0,0,0,0,0,0,{"$f":"IF(W91=0,,INDEX('Interconnector costs'!$D$9:$D$21,MATCH($W91,'Interconnector costs'!$C$9:$C$21,1),1))","v":0},0,0,0,{"$f":"IF(((W91*AA91*NPV!$D$15*conversion_factor)/1000000)<1,,(W91*AA91*NPV!$D$15*conversion_factor)/1000000)","v":0},0,0,0,0,null,1,"SEW - 2",{"$f":"IF(round=1,INDEX(lst_baseline,MATCH(Interconnections!$AI91,lst_WRZ_sorted,0),1),SUMIFS('All interconnections'!$AJ$7:$AJ$4022,'All interconnections'!$AG$7:$AG$4022,$AI91,'All interconnections'!$AF$7:$AF$4022,(round-1)))","v":0},0,0,{"$f":"IF(round=1,IFERROR(INDEX($P$48:$P$201,MATCH(Interconnections!$AI91,$L$48:$L$201,0),1),),SUMIFS('All interconnections'!$AM$7:$AM$4022,'All interconnections'!$AG$7:$AG$4022,$AI91,'All interconnections'!$AF$7:$AF$4022,(round-1)))","v":0},0,0]
[null,null,1,45,4,"AFW - 4 Pinn",{"$f":"IF($E92=0,,IF(round=1,INDEX(lst_baseline,MATCH(E92,WRZID,0)),SUMIFS('All interconnections'!$AJ$7:$AJ$4022,'All interconnections'!$AF$7:$AF$4022,(round-1),'All interconnections'!$AG$7:$AG$4022,Interconnections!$F92)))","v":0},{"$f":"IFERROR(INDEX('Incremental AISC'!$E$9:$E$32,MATCH(E92,'Incremental AISC'!$D$9:$D$32,0),1),)","v":0},0,0,84,"TMS - Slough Wycombe Aylesbury",0,{"$f":"IF($K92=0,,IF('Control Panel'!$H$58,INDEX(lst_WAFU,$K92),0))","v":0},0,{"$f":"IF((round=1),M92+O92,SUMIFS('All interconnections'!$AM$7:$AM$4022, 'All interconnections'!$AF$7:$AF$4022,(round-1),'All interconnections'!$AG$7:$AG$4022,$L92))","v":0},0,0,0,0,0,0,0,{"$f":"IF(W92=0,,INDEX('Interconnector costs'!$D$9:$D$21,MATCH($W92,'Interconnector costs'!$C$9:$C$21,1),1))","v":0},0,0,0,{"$f":"IF(((W92*AA92*NPV!$D$15*conversion_factor)/1000000)<1,,(W92*AA92*NPV!$D$15*conversion_factor)/1000000)","v":0},0,0,0,0,null,1,"SEW - 3",{"$f":"IF(round=1,INDEX(lst_baseline,MATCH(Interconnections!$AI92,lst_WRZ_sorted,0),1),SUMIFS('All interconnections'!$AJ$7:$AJ$4022,'All interconnections'!$AG$7:$AG$4022,$AI92,'All interconnections'!$AF$7:$AF$4022,(round-1)))","v":0},0,0,{"$f":"IF(round=1,IFERROR(INDEX($P$48:$P$201,MATCH(Interconnections!$AI92,$L$48:$L$201,0),1),),SUMIFS('All interconnections'!$AM$7:$AM$4022,'All interconnections'!$AG$7:$AG$4022,$AI92,'All interconnections'!$AF$7:$AF$4022,(round-1)))","v":0},0,0]
[null,null,1,46,4,"AFW - 4 Pinn",{"$f":"IF($E93=0,,IF(round=1,INDEX(lst_baseline,MATCH(E93,WRZID,0)),SUMIFS('All interconnections'!$AJ$7:$AJ$4022,'All interconnections'!$AF$7:$AF$4022,(round-1),'All interconnections'!$AG$7:$AG$4022,Interconnections!$F93)))","v":0},{"$f":"IFERROR(INDEX('Incremental AISC'!$E$9:$E$32,MATCH(E93,'Incremental AISC'!$D$9:$D$32,0),1),)","v":0},0,0,41,"SES - East Surrey",0,{"$f":"IF($K93=0,,IF('Control Panel'!$H$58,INDEX(lst_WAFU,$K93),0))","v":0},0,{"$f":"IF((round=1),M93+O93,SUMIFS('All interconnections'!$AM$7:$AM$4022, 'All interconnections'!$AF$7:$AF$4022,(round-1),'All interconnections'!$AG$7:$AG$4022,$L93))","v":0},0,0,0,0,0,0,0,{"$f":"IF(W93=0,,INDEX('Interconnector costs'!$D$9:$D$21,MATCH($W93,'Interconnector costs'!$C$9:$C$21,1),1))","v":0},0,0,0,{"$f":"IF(((W93*AA93*NPV!$D$15*conversion_factor)/1000000)<1,,(W93*AA93*NPV!$D$15*conversion_factor)/1000000)","v":0},0,0,0,0,null,1,"SEW - 4",{"$f":"IF(round=1,INDEX(lst_baseline,MATCH(Interconnections!$AI93,lst_WRZ_sorted,0),1),SUMIFS('All interconnections'!$AJ$7:$AJ$4022,'All interconnections'!$AG$7:$AG$4022,$AI93,'All interconnections'!$AF$7:$AF$4022,(round-1)))","v":0},0,0,{"$f":"IF(round=1,IFERROR(INDEX($P$48:$P$201,MATCH(Interconnections!$AI93,$L$48:$L$201,0),1),),SUMIFS('All interconnections'!$AM$7:$AM$4022,'All interconnections'!$AG$7:$AG$4022,$AI93,'All interconnections'!$AF$7:$AF$4022,(round-1)))","v":0},0,0]
[null,null,1,47,4,"AFW - 4 Pinn",{"$f":"IF($E94=0,,IF(round=1,INDEX(lst_baseline,MATCH(E94,WRZID,0)),SUMIFS('All interconnections'!$AJ$7:$AJ$4022,'All interconnections'!$AF$7:$AF$4022,(round-1),'All interconnections'!$AG$7:$AG$4022,Interconnections!$F94)))","v":0},{"$f":"IFERROR(INDEX('Incremental AISC'!$E$9:$E$32,MATCH(E94,'Incremental AISC'!$D$9:$D$32,0),1),)","v":0},0,0,80,"TMS - Guildford",0,{"$f":"IF($K94=0,,IF('Control Panel'!$H$58,INDEX(lst_WAFU,$K94),0))","v":0},0,{"$f":"IF((round=1),M94+O94,SUMIFS('All interconnections'!$AM$7:$AM$4022, 'All interconnections'!$AF$7:$AF$4022,(round-1),'All interconnections'!$AG$7:$AG$4022,$L94))","v":0},0,0,0,0,0,0,0,{"$f":"IF(W94=0,,INDEX('Interconnector costs'!$D$9:$D$21,MATCH($W94,'Interconnector costs'!$C$9:$C$21,1),1))","v":0},0,0,0,{"$f":"IF(((W94*AA94*NPV!$D$15*conversion_factor)/1000000)<1,,(W94*AA94*NPV!$D$15*conversion_factor)/1000000)","v":0},0,0,0,0,null,1,"SEW - 5",{"$f":"IF(round=1,INDEX(lst_baseline,MATCH(Interconnections!$AI94,lst_WRZ_sorted,0),1),SUMIFS('All interconnections'!$AJ$7:$AJ$4022,'All interconnections'!$AG$7:$AG$4022,$AI94,'All interconnections'!$AF$7:$AF$4022,(round-1)))","v":0},0,0,{"$f":"IF(round=1,IFERROR(INDEX($P$48:$P$201,MATCH(Interconnections!$AI94,$L$48:$L$201,0),1),),SUMIFS('All interconnections'!$AM$7:$AM$4022,'All interconnections'!$AG$7:$AG$4022,$AI94,'All interconnections'!$AF$7:$AF$4022,(round-1)))","v":0},0,0]
[null,null,1,48,4,"AFW - 4 Pinn",{"$f":"IF($E95=0,,IF(round=1,INDEX(lst_baseline,MATCH(E95,WRZID,0)),SUMIFS('All interconnections'!$AJ$7:$AJ$4022,'All interconnections'!$AF$7:$AF$4022,(round-1),'All interconnections'!$AG$7:$AG$4022,Interconnections!$F95)))","v":0},{"$f":"IFERROR(INDEX('Incremental AISC'!$E$9:$E$32,MATCH(E95,'Incremental AISC'!$D$9:$D$32,0),1),)","v":0},0,0,81,"TMS - Henley",0,{"$f":"IF($K95=0,,IF('Control Panel'!$H$58,INDEX(lst_WAFU,$K95),0))","v":0},0,{"$f":"IF((round=1),M95+O95,SUMIFS('All interconnections'!$AM$7:$AM$4022, 'All interconnections'!$AF$7:$AF$4022,(round-1),'All interconnections'!$AG$7:$AG$4022,$L95))","v":0},0,0,0,0,0,0,0,{"$f":"IF(W95=0,,INDEX('Interconnector costs'!$D$9:$D$21,MATCH($W95,'Interconnector costs'!$C$9:$C$21,1),1))","v":0},0,0,0,{"$f":"IF(((W95*AA95*NPV!$D$15*conversion_factor)/1000000)<1,,(W95*AA95*NPV!$D$15*conversion_factor)/1000000)","v":0},0,0,0,0,null,1,"SEW - 6",{"$f":"IF(round=1,INDEX(lst_baseline,MATCH(Interconnections!$AI95,lst_WRZ_sorted,0),1),SUMIFS('All interconnections'!$AJ$7:$AJ$4022,'All interconnections'!$AG$7:$AG$4022,$AI95,'All interconnections'!$AF$7:$AF$4022,(round-1)))","v":0},0,0,{"$f":"IF(round=1,IFERROR(INDEX($P$48:$P$201,MATCH(Interconnections!$AI95,$L$48:$L$201,0),1),),SUMIFS('All interconnections'!$AM$7:$AM$4022,'All interconnections'!$AG$7:$AG$4022,$AI95,'All interconnections'!$AF$7:$AF$4022,(round-1)))","v":0},0,0]
[null,null,1,49,6,"AFW - 6 Wey",{"$f":"IF($E96=0,,IF(round=1,INDEX(lst_baseline,MATCH(E96,WRZID,0)),SUMIFS('All interconnections'!$AJ$7:$AJ$4022,'All interconnections'!$AF$7:$AF$4022,(round-1),'All interconnections'!$AG$7:$AG$4022,Interconnections!$F96)))","v":0},{"$f":"IFERROR(INDEX('Incremental AISC'!$E$9:$E$32,MATCH(E96,'Incremental AISC'!$D$9:$D$32,0),1),)","v":0},0,0,2,"AFW - 2 Colne",0,{"$f":"IF($K96=0,,IF('Control Panel'!$H$58,INDEX(lst_WAFU,$K96),0))","v":0},0,{"$f":"IF((round=1),M96+O96,SUMIFS('All interconnections'!$AM$7:$AM$4022, 'All interconnections'!$AF$7:$AF$4022,(round-1),'All interconnections'!$AG$7:$AG$4022,$L96))","v":0},0,0,0,0,0,0,0,{"$f":"IF(W96=0,,INDEX('Interconnector costs'!$D$9:$D$21,MATCH($W96,'Interconnector costs'!$C$9:$C$21,1),1))","v":0},0,0,0,{"$f":"IF(((W96*AA96*NPV!$D$15*conversion_factor)/1000000)<1,,(W96*AA96*NPV!$D$15*conversion_factor)/1000000)","v":0},0,0,0,0,null,1,"SEW - 7",{"$f":"IF(round=1,INDEX(lst_baseline,MATCH(Interconnections!$AI96,lst_WRZ_sorted,0),1),SUMIFS('All interconnections'!$AJ$7:$AJ$4022,'All interconnections'!$AG$7:$AG$4022,$AI96,'All interconnections'!$AF$7:$AF$4022,(round-1)))","v":0},0,0,{"$f":"IF(round=1,IFERROR(INDEX($P$48:$P$201,MATCH(Interconnections!$AI96,$L$48:$L$201,0),1),),SUMIFS('All interconnections'!$AM$7:$AM$4022,'All interconnections'!$AG$7:$AG$4022,$AI96,'All interconnections'!$AF$7:$AF$4022,(round-1)))","v":0},0,0]
[null,null,1,50,6,"AFW - 6 Wey",{"$f":"IF($E97=0,,IF(round=1,INDEX(lst_baseline,MATCH(E97,WRZID,0)),SUMIFS('All interconnections'!$AJ$7:$AJ$4022,'All interconnections'!$AF$7:$AF$4022,(round-1),'All interconnections'!$AG$7:$AG$4022,Interconnections!$F97)))","v":0},{"$f":"IFERROR(INDEX('Incremental AISC'!$E$9:$E$32,MATCH(E97,'Incremental AISC'!$D$9:$D$32,0),1),)","v":0},0,0,1,"AFW - 1 Misbourne",0,{"$f":"IF($K97=0,,IF('Control Panel'!$H$58,INDEX(lst_WAFU,$K97),0))","v":0},0,{"$f":"IF((round=1),M97+O97,SUMIFS('All interconnections'!$AM$7:$AM$4022, 'All interconnections'!$AF$7:$AF$4022,(round-1),'All interconnections'!$AG$7:$AG$4022,$L97))","v":0},0,0,0,0,0,0,0,{"$f":"IF(W97=0,,INDEX('Interconnector costs'!$D$9:$D$21,MATCH($W97,'Interconnector costs'!$C$9:$C$21,1),1))","v":0},0,0,0,{"$f":"IF(((W97*AA97*NPV!$D$15*conversion_factor)/1000000)<1,,(W97*AA97*NPV!$D$15*conversion_factor)/1000000)","v":0},0,0,0,0,null,1,"SEW - 8",{"$f":"IF(round=1,INDEX(lst_baseline,MATCH(Interconnections!$AI97,lst_WRZ_sorted,0),1),SUMIFS('All interconnections'!$AJ$7:$AJ$4022,'All interconnections'!$AG$7:$AG$4022,$AI97,'All interconnections'!$AF$7:$AF$4022,(round-1)))","v":0},0,0,{"$f":"IF(round=1,IFERROR(INDEX($P$48:$P$201,MATCH(Interconnections!$AI97,$L$48:$L$201,0),1),),SUMIFS('All interconnections'!$AM$7:$AM$4022,'All interconnections'!$AG$7:$AG$4022,$AI97,'All interconnections'!$AF$7:$AF$4022,(round-1)))","v":0},0,0]
[null,null,1,51,6,"AFW - 6 Wey",{"$f":"IF($E98=0,,IF(round=1,INDEX(lst_baseline,MATCH(E98,WRZID,0)),SUMIFS('All interconnections'!$AJ$7:$AJ$4022,'All interconnections'!$AF$7:$AF$4022,(round-1),'All interconnections'!$AG$7:$AG$4022,Interconnections!$F98)))","v":0},{"$f":"IFERROR(INDEX('Incremental AISC'!$E$9:$E$32,MATCH(E98,'Incremental AISC'!$D$9:$D$32,0),1),)","v":0},0,0,84,"TMS - Slough Wycombe Aylesbury",0,{"$f":"IF($K98=0,,IF('Control Panel'!$H$58,INDEX(lst_WAFU,$K98),0))","v":0},0,{"$f":"IF((round=1),M98+O98,SUMIFS('All interconnections'!$AM$7:$AM$4022, 'All interconnections'!$AF$7:$AF$4022,(round-1),'All interconnections'!$AG$7:$AG$4022,$L98))","v":0},0,0,0,0,0,0,0,{"$f":"IF(W98=0,,INDEX('Interconnector costs'!$D$9:$D$21,MATCH($W98,'Interconnector costs'!$C$9:$C$21,1),1))","v":0},0,0,0,{"$f":"IF(((W98*AA98*NPV!$D$15*conversion_factor)/1000000)<1,,(W98*AA98*NPV!$D$15*conversion_factor)/1000000)","v":0},0,0,0,0,null,1,"SRN - Hants Andover",{"$f":"IF(round=1,INDEX(lst_baseline,MATCH(Interconnections!$AI98,lst_WRZ_sorted,0),1),SUMIFS('All interconnections'!$AJ$7:$AJ$4022,'All interconnections'!$AG$7:$AG$4022,$AI98,'All interconnections'!$AF$7:$AF$4022,(round-1)))","v":0},0,0,{"$f":"IF(round=1,IFERROR(INDEX($P$48:$P$201,MATCH(Interconnections!$AI98,$L$48:$L$201,0),1),),SUMIFS('All interconnections'!$AM$7:$AM$4022,'All interconnections'!$AG$7:$AG$4022,$AI98,'All interconnections'!$AF$7:$AF$4022,(round-1)))","v":0},0,0]
[null,null,1,52,6,"AFW - 6 Wey",{"$f":"IF($E99=0,,IF(round=1,INDEX(lst_baseline,MATCH(E99,WRZID,0)),SUMIFS('All interconnections'!$AJ$7:$AJ$4022,'All interconnections'!$AF$7:$AF$4022,(round-1),'All interconnections'!$AG$7:$AG$4022,Interconnections!$F99)))","v":0},{"$f":"IFERROR(INDEX('Incremental AISC'!$E$9:$E$32,MATCH(E99,'Incremental AISC'!$D$9:$D$32,0),1),)","v":0},0,0,41,"SES - East Surrey",0,{"$f":"IF($K99=0,,IF('Control Panel'!$H$58,INDEX(lst_WAFU,$K99),0))","v":0},0,{"$f":"IF((round=1),M99+O99,SUMIFS('All interconnections'!$AM$7:$AM$4022, 'All interconnections'!$AF$7:$AF$4022,(round-1),'All interconnections'!$AG$7:$AG$4022,$L99))","v":0},0,0,0,0,0,0,0,{"$f":"IF(W99=0,,INDEX('Interconnector costs'!$D$9:$D$21,MATCH($W99,'Interconnector costs'!$C$9:$C$21,1),1))","v":0},0,0,0,{"$f":"IF(((W99*AA99*NPV!$D$15*conversion_factor)/1000000)<1,,(W99*AA99*NPV!$D$15*conversion_factor)/1000000)","v":0},0,0,0,0,null,1,"SRN - Hants Kingsclere",{"$f":"IF(round=1,INDEX(lst_baseline,MATCH(Interconnections!$AI99,lst_WRZ_sorted,0),1),SUMIFS('All interconnections'!$AJ$7:$AJ$4022,'All interconnections'!$AG$7:$AG$4022,$AI99,'All interconnections'!$AF$7:$AF$4022,(round-1)))","v":0},0,0,{"$f":"IF(round=1,IFERROR(INDEX($P$48:$P$201,MATCH(Interconnections!$AI99,$L$48:$L$201,0),1),),SUMIFS('All interconnections'!$AM$7:$AM$4022,'All interconnections'!$AG$7:$AG$4022,$AI99,'All interconnections'!$AF$7:$AF$4022,(round-1)))","v":0},0,0]
[null,null,1,53,6,"AFW - 6 Wey",{"$f":"IF($E100=0,,IF(round=1,INDEX(lst_baseline,MATCH(E100,WRZID,0)),SUMIFS('All interconnections'!$AJ$7:$AJ$4022,'All interconnections'!$AF$7:$AF$4022,(round-1),'All interconnections'!$AG$7:$AG$4022,Interconnections!$F100)))","v":0},{"$f":"IFERROR(INDEX('Incremental AISC'!$E$9:$E$32,MATCH(E100,'Incremental AISC'!$D$9:$D$32,0),1),)","v":0},0,0,47,"SEW - 5",0,{"$f":"IF($K100=0,,IF('Control Panel'!$H$58,INDEX(lst_WAFU,$K100),0))","v":0},0,{"$f":"IF((round=1),M100+O100,SUMIFS('All interconnections'!$AM$7:$AM$4022, 'All interconnections'!$AF$7:$AF$4022,(round-1),'All interconnections'!$AG$7:$AG$4022,$L100))","v":0},0,0,0,0,0,0,0,{"$f":"IF(W100=0,,INDEX('Interconnector costs'!$D$9:$D$21,MATCH($W100,'Interconnector costs'!$C$9:$C$21,1),1))","v":0},0,0,0,{"$f":"IF(((W100*AA100*NPV!$D$15*conversion_factor)/1000000)<1,,(W100*AA100*NPV!$D$15*conversion_factor)/1000000)","v":0},0,0,0,0,null,1,"SRN - Hants South",{"$f":"IF(round=1,INDEX(lst_baseline,MATCH(Interconnections!$AI100,lst_WRZ_sorted,0),1),SUMIFS('All interconnections'!$AJ$7:$AJ$4022,'All interconnections'!$AG$7:$AG$4022,$AI100,'All interconnections'!$AF$7:$AF$4022,(round-1)))","v":0},0,0,{"$f":"IF(round=1,IFERROR(INDEX($P$48:$P$201,MATCH(Interconnections!$AI100,$L$48:$L$201,0),1),),SUMIFS('All interconnections'!$AM$7:$AM$4022,'All interconnections'!$AG$7:$AG$4022,$AI100,'All interconnections'!$AF$7:$AF$4022,(round-1)))","v":0},0,0]
[null,null,1,54,6,"AFW - 6 Wey",{"$f":"IF($E101=0,,IF(round=1,INDEX(lst_baseline,MATCH(E101,WRZID,0)),SUMIFS('All interconnections'!$AJ$7:$AJ$4022,'All interconnections'!$AF$7:$AF$4022,(round-1),'All interconnections'!$AG$7:$AG$4022,Interconnections!$F101)))","v":0},{"$f":"IFERROR(INDEX('Incremental AISC'!$E$9:$E$32,MATCH(E101,'Incremental AISC'!$D$9:$D$32,0),1),)","v":0},0,0,80,"TMS - Guildford",0,{"$f":"IF($K101=0,,IF('Control Panel'!$H$58,INDEX(lst_WAFU,$K101),0))","v":0},0,{"$f":"IF((round=1),M101+O101,SUMIFS('All interconnections'!$AM$7:$AM$4022, 'All interconnections'!$AF$7:$AF$4022,(round-1),'All interconnections'!$AG$7:$AG$4022,$L101))","v":0},0,0,0,0,0,0,0,{"$f":"IF(W101=0,,INDEX('Interconnector costs'!$D$9:$D$21,MATCH($W101,'Interconnector costs'!$C$9:$C$21,1),1))","v":0},0,0,0,{"$f":"IF(((W101*AA101*NPV!$D$15*conversion_factor)/1000000)<1,,(W101*AA101*NPV!$D$15*conversion_factor)/1000000)","v":0},0,0,0,0,null,1,"SRN - Isle of Wight",{"$f":"IF(round=1,INDEX(lst_baseline,MATCH(Interconnections!$AI101,lst_WRZ_sorted,0),1),SUMIFS('All interconnections'!$AJ$7:$AJ$4022,'All interconnections'!$AG$7:$AG$4022,$AI101,'All interconnections'!$AF$7:$AF$4022,(round-1)))","v":0},0,0,{"$f":"IF(round=1,IFERROR(INDEX($P$48:$P$201,MATCH(Interconnections!$AI101,$L$48:$L$201,0),1),),SUMIFS('All interconnections'!$AM$7:$AM$4022,'All interconnections'!$AG$7:$AG$4022,$AI101,'All interconnections'!$AF$7:$AF$4022,(round-1)))","v":0},0,0]
[null,null,1,55,6,"AFW - 6 Wey",{"$f":"IF($E102=0,,IF(round=1,INDEX(lst_baseline,MATCH(E102,WRZID,0)),SUMIFS('All interconnections'!$AJ$7:$AJ$4022,'All interconnections'!$AF$7:$AF$4022,(round-1),'All interconnections'!$AG$7:$AG$4022,Interconnections!$F102)))","v":0},{"$f":"IFERROR(INDEX('Incremental AISC'!$E$9:$E$32,MATCH(E102,'Incremental AISC'!$D$9:$D$32,0),1),)","v":0},0,0,82,"TMS - Kennet Valley",0,{"$f":"IF($K102=0,,IF('Control Panel'!$H$58,INDEX(lst_WAFU,$K102),0))","v":0},0,{"$f":"IF((round=1),M102+O102,SUMIFS('All interconnections'!$AM$7:$AM$4022, 'All interconnections'!$AF$7:$AF$4022,(round-1),'All interconnections'!$AG$7:$AG$4022,$L102))","v":0},0,0,0,0,0,0,0,{"$f":"IF(W102=0,,INDEX('Interconnector costs'!$D$9:$D$21,MATCH($W102,'Interconnector costs'!$C$9:$C$21,1),1))","v":0},0,0,0,{"$f":"IF(((W102*AA102*NPV!$D$15*conversion_factor)/1000000)<1,,(W102*AA102*NPV!$D$15*conversion_factor)/1000000)","v":0},0,0,0,0,null,1,"SRN - Kent Medway",{"$f":"IF(round=1,INDEX(lst_baseline,MATCH(Interconnections!$AI102,lst_WRZ_sorted,0),1),SUMIFS('All interconnections'!$AJ$7:$AJ$4022,'All interconnections'!$AG$7:$AG$4022,$AI102,'All interconnections'!$AF$7:$AF$4022,(round-1)))","v":0},0,0,{"$f":"IF(round=1,IFERROR(INDEX($P$48:$P$201,MATCH(Interconnections!$AI102,$L$48:$L$201,0),1),),SUMIFS('All interconnections'!$AM$7:$AM$4022,'All interconnections'!$AG$7:$AG$4022,$AI102,'All interconnections'!$AF$7:$AF$4022,(round-1)))","v":0},0,0]
[null,null,1,56,6,"AFW - 6 Wey",{"$f":"IF($E103=0,,IF(round=1,INDEX(lst_baseline,MATCH(E103,WRZID,0)),SUMIFS('All interconnections'!$AJ$7:$AJ$4022,'All interconnections'!$AF$7:$AF$4022,(round-1),'All interconnections'!$AG$7:$AG$4022,Interconnections!$F103)))","v":0},{"$f":"IFERROR(INDEX('Incremental AISC'!$E$9:$E$32,MATCH(E103,'Incremental AISC'!$D$9:$D$32,0),1),)","v":0},0,0,81,"TMS - Henley",0,{"$f":"IF($K103=0,,IF('Control Panel'!$H$58,INDEX(lst_WAFU,$K103),0))","v":0},0,{"$f":"IF((round=1),M103+O103,SUMIFS('All interconnections'!$AM$7:$AM$4022, 'All interconnections'!$AF$7:$AF$4022,(round-1),'All interconnections'!$AG$7:$AG$4022,$L103))","v":0},0,0,0,0,0,0,0,{"$f":"IF(W103=0,,INDEX('Interconnector costs'!$D$9:$D$21,MATCH($W103,'Interconnector costs'!$C$9:$C$21,1),1))","v":0},0,0,0,{"$f":"IF(((W103*AA103*NPV!$D$15*conversion_factor)/1000000)<1,,(W103*AA103*NPV!$D$15*conversion_factor)/1000000)","v":0},0,0,0,0,null,1,"SRN - Kent Thannet",{"$f":"IF(round=1,INDEX(lst_baseline,MATCH(Interconnections!$AI103,lst_WRZ_sorted,0),1),SUMIFS('All interconnections'!$AJ$7:$AJ$4022,'All interconnections'!$AG$7:$AG$4022,$AI103,'All interconnections'!$AF$7:$AF$4022,(round-1)))","v":0},0,0,{"$f":"IF(round=1,IFERROR(INDEX($P$48:$P$201,MATCH(Interconnections!$AI103,$L$48:$L$201,0),1),),SUMIFS('All interconnections'!$AM$7:$AM$4022,'All interconnections'!$AG$7:$AG$4022,$AI103,'All interconnections'!$AF$7:$AF$4022,(round-1)))","v":0},0,0]
[null,null,1,57,21,"ANH - Norwich and the Broads",{"$f":"IF($E104=0,,IF(round=1,INDEX(lst_baseline,MATCH(E104,WRZID,0)),SUMIFS('All interconnections'!$AJ$7:$AJ$4022,'All interconnections'!$AF$7:$AF$4022,(round-1),'All interconnections'!$AG$7:$AG$4022,Interconnections!$F104)))","v":0},{"$f":"IFERROR(INDEX('Incremental AISC'!$E$9:$E$32,MATCH(E104,'Incremental AISC'!$D$9:$D$32,0),1),)","v":0},0,0,36,"ESK - Northern & Central",0,{"$f":"IF($K104=0,,IF('Control Panel'!$H$58,INDEX(lst_WAFU,$K104),0))","v":0},0,{"$f":"IF((round=1),M104+O104,SUMIFS('All interconnections'!$AM$7:$AM$4022, 'All interconnections'!$AF$7:$AF$4022,(round-1),'All interconnections'!$AG$7:$AG$4022,$L104))","v":0},0,0,0,0,0,0,0,{"$f":"IF(W104=0,,INDEX('Interconnector costs'!$D$9:$D$21,MATCH($W104,'Interconnector costs'!$C$9:$C$21,1),1))","v":0},0,0,0,{"$f":"IF(((W104*AA104*NPV!$D$15*conversion_factor)/1000000)<1,,(W104*AA104*NPV!$D$15*conversion_factor)/1000000)","v":0},0,0,0,0,null,1,"SRN - Sussex Brighton",{"$f":"IF(round=1,INDEX(lst_baseline,MATCH(Interconnections!$AI104,lst_WRZ_sorted,0),1),SUMIFS('All interconnections'!$AJ$7:$AJ$4022,'All interconnections'!$AG$7:$AG$4022,$AI104,'All interconnections'!$AF$7:$AF$4022,(round-1)))","v":0},0,0,{"$f":"IF(round=1,IFERROR(INDEX($P$48:$P$201,MATCH(Interconnections!$AI104,$L$48:$L$201,0),1),),SUMIFS('All interconnections'!$AM$7:$AM$4022,'All interconnections'!$AG$7:$AG$4022,$AI104,'All interconnections'!$AF$7:$AF$4022,(round-1)))","v":0},0,0]
[null,null,1,58,21,"ANH - Norwich and the Broads",{"$f":"IF($E105=0,,IF(round=1,INDEX(lst_baseline,MATCH(E105,WRZID,0)),SUMIFS('All interconnections'!$AJ$7:$AJ$4022,'All interconnections'!$AF$7:$AF$4022,(round-1),'All interconnections'!$AG$7:$AG$4022,Interconnections!$F105)))","v":0},{"$f":"IFERROR(INDEX('Incremental AISC'!$E$9:$E$32,MATCH(E105,'Incremental AISC'!$D$9:$D$32,0),1),)","v":0},0,0,19,"ANH - Norfolk Rural",0,{"$f":"IF($K105=0,,IF('Control Panel'!$H$58,INDEX(lst_WAFU,$K105),0))","v":0},0,{"$f":"IF((round=1),M105+O105,SUMIFS('All interconnections'!$AM$7:$AM$4022, 'All interconnections'!$AF$7:$AF$4022,(round-1),'All interconnections'!$AG$7:$AG$4022,$L105))","v":0},0,0,0,0,0,0,0,{"$f":"IF(W105=0,,INDEX('Interconnector costs'!$D$9:$D$21,MATCH($W105,'Interconnector costs'!$C$9:$C$21,1),1))","v":0},0,0,0,{"$f":"IF(((W105*AA105*NPV!$D$15*conversion_factor)/1000000)<1,,(W105*AA105*NPV!$D$15*conversion_factor)/1000000)","v":0},0,0,0,0,null,1,"SRN - Sussex Hastings",{"$f":"IF(round=1,INDEX(lst_baseline,MATCH(Interconnections!$AI105,lst_WRZ_sorted,0),1),SUMIFS('All interconnections'!$AJ$7:$AJ$4022,'All interconnections'!$AG$7:$AG$4022,$AI105,'All interconnections'!$AF$7:$AF$4022,(round-1)))","v":0},0,0,{"$f":"IF(round=1,IFERROR(INDEX($P$48:$P$201,MATCH(Interconnections!$AI105,$L$48:$L$201,0),1),),SUMIFS('All interconnections'!$AM$7:$AM$4022,'All interconnections'!$AG$7:$AG$4022,$AI105,'All interconnections'!$AF$7:$AF$4022,(round-1)))","v":0},0,0]
[null,null,1,59,21,"ANH - Norwich and the Broads",{"$f":"IF($E106=0,,IF(round=1,INDEX(lst_baseline,MATCH(E106,WRZID,0)),SUMIFS('All interconnections'!$AJ$7:$AJ$4022,'All interconnections'!$AF$7:$AF$4022,(round-1),'All interconnections'!$AG$7:$AG$4022,Interconnections!$F106)))","v":0},{"$f":"IFERROR(INDEX('Incremental AISC'!$E$9:$E$32,MATCH(E106,'Incremental AISC'!$D$9:$D$32,0),1),)","v":0},0,0,20,"ANH - North Norfolk Coast",0,{"$f":"IF($K106=0,,IF('Control Panel'!$H$58,INDEX(lst_WAFU,$K106),0))","v":0},0,{"$f":"IF((round=1),M106+O106,SUMIFS('All interconnections'!$AM$7:$AM$4022, 'All interconnections'!$AF$7:$AF$4022,(round-1),'All interconnections'!$AG$7:$AG$4022,$L106))","v":0},0,0,0,0,0,0,0,{"$f":"IF(W106=0,,INDEX('Interconnector costs'!$D$9:$D$21,MATCH($W106,'Interconnector costs'!$C$9:$C$21,1),1))","v":0},0,0,0,{"$f":"IF(((W106*AA106*NPV!$D$15*conversion_factor)/1000000)<1,,(W106*AA106*NPV!$D$15*conversion_factor)/1000000)","v":0},0,0,0,0,null,1,"SRN - Sussex North",{"$f":"IF(round=1,INDEX(lst_baseline,MATCH(Interconnections!$AI106,lst_WRZ_sorted,0),1),SUMIFS('All interconnections'!$AJ$7:$AJ$4022,'All interconnections'!$AG$7:$AG$4022,$AI106,'All interconnections'!$AF$7:$AF$4022,(round-1)))","v":0},0,0,{"$f":"IF(round=1,IFERROR(INDEX($P$48:$P$201,MATCH(Interconnections!$AI106,$L$48:$L$201,0),1),),SUMIFS('All interconnections'!$AM$7:$AM$4022,'All interconnections'!$AG$7:$AG$4022,$AI106,'All interconnections'!$AF$7:$AF$4022,(round-1)))","v":0},0,0]
[null,null,1,60,21,"ANH - Norwich and the Broads",{"$f":"IF($E107=0,,IF(round=1,INDEX(lst_baseline,MATCH(E107,WRZID,0)),SUMIFS('All interconnections'!$AJ$7:$AJ$4022,'All interconnections'!$AF$7:$AF$4022,(round-1),'All interconnections'!$AG$7:$AG$4022,Interconnections!$F107)))","v":0},{"$f":"IFERROR(INDEX('Incremental AISC'!$E$9:$E$32,MATCH(E107,'Incremental AISC'!$D$9:$D$32,0),1),)","v":0},0,0,33,"ESK - Blyth",0,{"$f":"IF($K107=0,,IF('Control Panel'!$H$58,INDEX(lst_WAFU,$K107),0))","v":0},0,{"$f":"IF((round=1),M107+O107,SUMIFS('All interconnections'!$AM$7:$AM$4022, 'All interconnections'!$AF$7:$AF$4022,(round-1),'All interconnections'!$AG$7:$AG$4022,$L107))","v":0},0,0,0,0,0,0,0,{"$f":"IF(W107=0,,INDEX('Interconnector costs'!$D$9:$D$21,MATCH($W107,'Interconnector costs'!$C$9:$C$21,1),1))","v":0},0,0,0,{"$f":"IF(((W107*AA107*NPV!$D$15*conversion_factor)/1000000)<1,,(W107*AA107*NPV!$D$15*conversion_factor)/1000000)","v":0},0,0,0,0,null,1,"SRN - Sussex Worthing",{"$f":"IF(round=1,INDEX(lst_baseline,MATCH(Interconnections!$AI107,lst_WRZ_sorted,0),1),SUMIFS('All interconnections'!$AJ$7:$AJ$4022,'All interconnections'!$AG$7:$AG$4022,$AI107,'All interconnections'!$AF$7:$AF$4022,(round-1)))","v":0},0,0,{"$f":"IF(round=1,IFERROR(INDEX($P$48:$P$201,MATCH(Interconnections!$AI107,$L$48:$L$201,0),1),),SUMIFS('All interconnections'!$AM$7:$AM$4022,'All interconnections'!$AG$7:$AG$4022,$AI107,'All interconnections'!$AF$7:$AF$4022,(round-1)))","v":0},0,0]
[null,null,1,61,21,"ANH - Norwich and the Broads",{"$f":"IF($E108=0,,IF(round=1,INDEX(lst_baseline,MATCH(E108,WRZID,0)),SUMIFS('All interconnections'!$AJ$7:$AJ$4022,'All interconnections'!$AF$7:$AF$4022,(round-1),'All interconnections'!$AG$7:$AG$4022,Interconnections!$F108)))","v":0},{"$f":"IFERROR(INDEX('Incremental AISC'!$E$9:$E$32,MATCH(E108,'Incremental AISC'!$D$9:$D$32,0),1),)","v":0},0,0,35,"ESK - Hartismere",0,{"$f":"IF($K108=0,,IF('Control Panel'!$H$58,INDEX(lst_WAFU,$K108),0))","v":0},0,{"$f":"IF((round=1),M108+O108,SUMIFS('All interconnections'!$AM$7:$AM$4022, 'All interconnections'!$AF$7:$AF$4022,(round-1),'All interconnections'!$AG$7:$AG$4022,$L108))","v":0},0,0,0,0,0,0,0,{"$f":"IF(W108=0,,INDEX('Interconnector costs'!$D$9:$D$21,MATCH($W108,'Interconnector costs'!$C$9:$C$21,1),1))","v":0},0,0,0,{"$f":"IF(((W108*AA108*NPV!$D$15*conversion_factor)/1000000)<1,,(W108*AA108*NPV!$D$15*conversion_factor)/1000000)","v":0},0,0,0,0,null,1,"SSC - South Staffordshire",{"$f":"IF(round=1,INDEX(lst_baseline,MATCH(Interconnections!$AI108,lst_WRZ_sorted,0),1),SUMIFS('All interconnections'!$AJ$7:$AJ$4022,'All interconnections'!$AG$7:$AG$4022,$AI108,'All interconnections'!$AF$7:$AF$4022,(round-1)))","v":0},0,0,{"$f":"IF(round=1,IFERROR(INDEX($P$48:$P$201,MATCH(Interconnections!$AI108,$L$48:$L$201,0),1),),SUMIFS('All interconnections'!$AM$7:$AM$4022,'All interconnections'!$AG$7:$AG$4022,$AI108,'All interconnections'!$AF$7:$AF$4022,(round-1)))","v":0},0,0]
[null,null,1,62,3,"AFW - 3 Lee",{"$f":"IF($E109=0,,IF(round=1,INDEX(lst_baseline,MATCH(E109,WRZID,0)),SUMIFS('All interconnections'!$AJ$7:$AJ$4022,'All interconnections'!$AF$7:$AF$4022,(round-1),'All interconnections'!$AG$7:$AG$4022,Interconnections!$F109)))","v":0},{"$f":"IFERROR(INDEX('Incremental AISC'!$E$9:$E$32,MATCH(E109,'Incremental AISC'!$D$9:$D$32,0),1),)","v":0},0,0,29,"CAM - Cambridge",0,{"$f":"IF($K109=0,,IF('Control Panel'!$H$58,INDEX(lst_WAFU,$K109),0))","v":0},0,{"$f":"IF((round=1),M109+O109,SUMIFS('All interconnections'!$AM$7:$AM$4022, 'All interconnections'!$AF$7:$AF$4022,(round-1),'All interconnections'!$AG$7:$AG$4022,$L109))","v":0},0,0,0,0,0,0,0,{"$f":"IF(W109=0,,INDEX('Interconnector costs'!$D$9:$D$21,MATCH($W109,'Interconnector costs'!$C$9:$C$21,1),1))","v":0},0,0,0,{"$f":"IF(((W109*AA109*NPV!$D$15*conversion_factor)/1000000)<1,,(W109*AA109*NPV!$D$15*conversion_factor)/1000000)","v":0},0,0,0,0,null,1,"SVT - Bishops Castle",{"$f":"IF(round=1,INDEX(lst_baseline,MATCH(Interconnections!$AI109,lst_WRZ_sorted,0),1),SUMIFS('All interconnections'!$AJ$7:$AJ$4022,'All interconnections'!$AG$7:$AG$4022,$AI109,'All interconnections'!$AF$7:$AF$4022,(round-1)))","v":0},0,0,{"$f":"IF(round=1,IFERROR(INDEX($P$48:$P$201,MATCH(Interconnections!$AI109,$L$48:$L$201,0),1),),SUMIFS('All interconnections'!$AM$7:$AM$4022,'All interconnections'!$AG$7:$AG$4022,$AI109,'All interconnections'!$AF$7:$AF$4022,(round-1)))","v":0},0,0]
[null,null,1,63,3,"AFW - 3 Lee",{"$f":"IF($E110=0,,IF(round=1,INDEX(lst_baseline,MATCH(E110,WRZID,0)),SUMIFS('All interconnections'!$AJ$7:$AJ$4022,'All interconnections'!$AF$7:$AF$4022,(round-1),'All interconnections'!$AG$7:$AG$4022,Interconnections!$F110)))","v":0},{"$f":"IFERROR(INDEX('Incremental AISC'!$E$9:$E$32,MATCH(E110,'Incremental AISC'!$D$9:$D$32,0),1),)","v":0},0,0,2,"AFW - 2 Colne",0,{"$f":"IF($K110=0,,IF('Control Panel'!$H$58,INDEX(lst_WAFU,$K110),0))","v":0},0,{"$f":"IF((round=1),M110+O110,SUMIFS('All interconnections'!$AM$7:$AM$4022, 'All interconnections'!$AF$7:$AF$4022,(round-1),'All interconnections'!$AG$7:$AG$4022,$L110))","v":0},0,0,0,0,0,0,0,{"$f":"IF(W110=0,,INDEX('Interconnector costs'!$D$9:$D$21,MATCH($W110,'Interconnector costs'!$C$9:$C$21,1),1))","v":0},0,0,0,{"$f":"IF(((W110*AA110*NPV!$D$15*conversion_factor)/1000000)<1,,(W110*AA110*NPV!$D$15*conversion_factor)/1000000)","v":0},0,0,0,0,null,1,"SVT - Forest and Stroud",{"$f":"IF(round=1,INDEX(lst_baseline,MATCH(Interconnections!$AI110,lst_WRZ_sorted,0),1),SUMIFS('All interconnections'!$AJ$7:$AJ$4022,'All interconnections'!$AG$7:$AG$4022,$AI110,'All interconnections'!$AF$7:$AF$4022,(round-1)))","v":0},0,0,{"$f":"IF(round=1,IFERROR(INDEX($P$48:$P$201,MATCH(Interconnections!$AI110,$L$48:$L$201,0),1),),SUMIFS('All interconnections'!$AM$7:$AM$4022,'All interconnections'!$AG$7:$AG$4022,$AI110,'All interconnections'!$AF$7:$AF$4022,(round-1)))","v":0},0,0]
[null,null,1,64,3,"AFW - 3 Lee",{"$f":"IF($E111=0,,IF(round=1,INDEX(lst_baseline,MATCH(E111,WRZID,0)),SUMIFS('All interconnections'!$AJ$7:$AJ$4022,'All interconnections'!$AF$7:$AF$4022,(round-1),'All interconnections'!$AG$7:$AG$4022,Interconnections!$F111)))","v":0},{"$f":"IFERROR(INDEX('Incremental AISC'!$E$9:$E$32,MATCH(E111,'Incremental AISC'!$D$9:$D$32,0),1),)","v":0},0,0,1,"AFW - 1 Misbourne",0,{"$f":"IF($K111=0,,IF('Control Panel'!$H$58,INDEX(lst_WAFU,$K111),0))","v":0},0,{"$f":"IF((round=1),M111+O111,SUMIFS('All interconnections'!$AM$7:$AM$4022, 'All interconnections'!$AF$7:$AF$4022,(round-1),'All interconnections'!$AG$7:$AG$4022,$L111))","v":0},0,0,0,0,0,0,0,{"$f":"IF(W111=0,,INDEX('Interconnector costs'!$D$9:$D$21,MATCH($W111,'Interconnector costs'!$C$9:$C$21,1),1))","v":0},0,0,0,{"$f":"IF(((W111*AA111*NPV!$D$15*conversion_factor)/1000000)<1,,(W111*AA111*NPV!$D$15*conversion_factor)/1000000)","v":0},0,0,0,0,null,1,"SVT - Kinsall",{"$f":"IF(round=1,INDEX(lst_baseline,MATCH(Interconnections!$AI111,lst_WRZ_sorted,0),1),SUMIFS('All interconnections'!$AJ$7:$AJ$4022,'All interconnections'!$AG$7:$AG$4022,$AI111,'All interconnections'!$AF$7:$AF$4022,(round-1)))","v":0},0,0,{"$f":"IF(round=1,IFERROR(INDEX($P$48:$P$201,MATCH(Interconnections!$AI111,$L$48:$L$201,0),1),),SUMIFS('All interconnections'!$AM$7:$AM$4022,'All interconnections'!$AG$7:$AG$4022,$AI111,'All interconnections'!$AF$7:$AF$4022,(round-1)))","v":0},0,0]
[null,null,1,65,{"$f":"INDEX(lst_import_IDs,D112,1)","v":3},{"$f":"IF($E112=0,,INDEX(lst_WRZ_sorted,$E112,1))","v":"AFW - 3 Lee"},{"$f":"IF($E112=0,,IF(round=1,INDEX(lst_baseline,MATCH(E112,WRZID,0)),SUMIFS('All interconnections'!$AJ$7:$AJ$4022,'All interconnections'!$AF$7:$AF$4022,(round-1),'All interconnections'!$AG$7:$AG$4022,Interconnections!$F112)))","v":0},{"$f":"IFERROR(INDEX('Incremental AISC'!$E$9:$E$32,MATCH(E112,'Incremental AISC'!$D$9:$D$32,0),1),)","v":0},{"$f":"IF($E112=0,,INDEX(lst_cent_long,$E112))","v":0},{"$f":"IF($E112=0,,INDEX(lst_cent_lat,$E112))","v":0},{"$f":"INDEX(lst_export_IDs,D112,1)","v":84},{"$f":"IF($K112=0,,INDEX(lst_WRZ_sorted,$K112,1))","v":"TMS - Slough Wycombe Aylesbury"},{"$f":"IF($K112=0,,INDEX(lst_baseline,MATCH(K112,WRZID,0)))","v":0},{"$f":"IF($K112=0,,IF('Control Panel'!$H$58,INDEX(lst_WAFU,$K112),0))","v":0},{"$f":"IF($M112<0,0,INDEX(lst_WAFU_size,opt_WAFU_size,1)*$N112)","v":0},{"$f":"IF((round=1),M112+O112,SUMIFS('All interconnections'!$AM$7:$AM$4022, 'All interconnections'!$AF$7:$AF$4022,(round-1),'All interconnections'!$AG$7:$AG$4022,$L112))","v":0},{"$f":"IF($K112=0,,INDEX(lst_AISC_surplus,opt_AISC_surplus,1))","v":0},{"$f":"IF(AND(O112>0,P112>0),INDEX(lst_WAFU_cost,opt_WAFU_cost,1),)","v":0},0,{"$f":"IF($K112=0,,INDEX(lst_cent_long,$K112))","v":0},{"$f":"IF($K112=0,,INDEX(lst_cent_lat,$K112))","v":0},{"$f":"IF(P112=0,,(ACOS(SIN(RADIANS(J112))*SIN(RADIANS(U112))+COS(RADIANS(J112))*COS(RADIANS(U112))*COS(RADIANS(I112)-RADIANS(T112)))*6371)*INDEX(lst_pipeline_length,opt_pipeline_length))","v":0},0,{"$f":"IF(W112=0,,INDEX('Interconnector costs'!$D$9:$D$21,MATCH($W112,'Interconnector costs'!$C$9:$C$21,1),1))","v":0},{"$f":"(X112*V112)","v":0},0,{"$f":"IF(W112<INDEX(lst_interconnection_threshold,opt_interconnection_threshold,1),,Z112)","v":0},{"$f":"IF(((W112*AA112*NPV!$D$15*conversion_factor)/1000000)<1,,(W112*AA112*NPV!$D$15*conversion_factor)/1000000)","v":0},{"$f":"IF(AB112=0,,RANK($AB112,$AB$48:$AB$201,0))","v":0},0,{"$f":"IF(AC112=1,G112+AD112,)","v":0},0,null,1,{"$f":"INDEX(lst_WRZ_sorted,D112,1)","v":"SVT - Llandinam and Llanwrin"},{"$f":"IF(round=1,INDEX(lst_baseline,MATCH(Interconnections!$AI112,lst_WRZ_sorted,0),1),SUMIFS('All interconnections'!$AJ$7:$AJ$4022,'All interconnections'!$AG$7:$AG$4022,$AI112,'All interconnections'!$AF$7:$AF$4022,(round-1)))","v":0},{"$f":"SUMIFS($AD$48:$AD$201,$F$48:$F$201,$AI112,$AC$48:$AC$201,1)","v":0},0,{"$f":"IF(round=1,IFERROR(INDEX($P$48:$P$201,MATCH(Interconnections!$AI112,$L$48:$L$201,0),1),),SUMIFS('All interconnections'!$AM$7:$AM$4022,'All interconnections'!$AG$7:$AG$4022,$AI112,'All interconnections'!$AF$7:$AF$4022,(round-1)))","v":0},{"$f":"-SUMIFS($AD$48:$AD$201,$L$48:$L$201,$AI112,$AC$48:$AC$201,1)","v":0},0]
[null,null,1,66,74,"SVT - Strategic Grid",{"$f":"IF($E113=0,,IF(round=1,INDEX(lst_baseline,MATCH(E113,WRZID,0)),SUMIFS('All interconnections'!$AJ$7:$AJ$4022,'All interconnections'!$AF$7:$AF$4022,(round-1),'All interconnections'!$AG$7:$AG$4022,Interconnections!$F113)))","v":0},{"$f":"IFERROR(INDEX('Incremental AISC'!$E$9:$E$32,MATCH(E113,'Incremental AISC'!$D$9:$D$32,0),1),)","v":0},0,0,75,"SVT - Whitchurch and Wem",0,{"$f":"IF($K113=0,,IF('Control Panel'!$H$58,INDEX(lst_WAFU,$K113),0))","v":0},0,{"$f":"IF((round=1),M113+O113,SUMIFS('All interconnections'!$AM$7:$AM$4022, 'All interconnections'!$AF$7:$AF$4022,(round-1),'All interconnections'!$AG$7:$AG$4022,$L113))","v":0},0,0,{"$f":"IF(R113=0,Q113,((M113*Q113)+(O113*R113))/(M113+O113))","v":0},0,0,0,{"$f":"MIN(ABS(G113),P113)","v":0},{"$f":"IF(W113=0,,INDEX('Interconnector costs'!$D$9:$D$21,MATCH($W113,'Interconnector costs'!$C$9:$C$21,1),1))","v":0},0,{"$f":"IF(OR(W113=0,H113-S113-Y113<0),,H113-S113-Y113)","v":0},0,{"$f":"IF(((W113*AA113*NPV!$D$15*conversion_factor)/1000000)<1,,(W113*AA113*NPV!$D$15*conversion_factor)/1000000)","v":0},0,{"$f":"IF(AC113=1,IF(ABS(G113)<=P113,ABS(G113),P113),)","v":0},0,{"$f":"IF(AC113=1,P113-AD113,)","v":0},null,{"$f":"C113","v":1},"SVT - Mardy",{"$f":"IF(round=1,INDEX(lst_baseline,MATCH(Interconnections!$AI113,lst_WRZ_sorted,0),1),SUMIFS('All interconnections'!$AJ$7:$AJ$4022,'All interconnections'!$AG$7:$AG$4022,$AI113,'All interconnections'!$AF$7:$AF$4022,(round-1)))","v":0},0,{"$f":"AJ113+AK113","v":0},{"$f":"IF(round=1,IFERROR(INDEX($P$48:$P$201,MATCH(Interconnections!$AI113,$L$48:$L$201,0),1),),SUMIFS('All interconnections'!$AM$7:$AM$4022,'All interconnections'!$AG$7:$AG$4022,$AI113,'All interconnections'!$AF$7:$AF$4022,(round-1)))","v":0},0,{"$f":"AM113+AN113","v":0}]
[null,null,{"$f":"C113","v":1},{"$f":"D113+1","v":67},74,"SVT - Strategic Grid",{"$f":"IF($E114=0,,IF(round=1,INDEX(lst_baseline,MATCH(E114,WRZID,0)),SUMIFS('All interconnections'!$AJ$7:$AJ$4022,'All interconnections'!$AF$7:$AF$4022,(round-1),'All interconnections'!$AG$7:$AG$4022,Interconnections!$F114)))","v":0},{"$f":"IFERROR(INDEX('Incremental AISC'!$E$9:$E$32,MATCH(E114,'Incremental AISC'!$D$9:$D$32,0),1),)","v":0},0,0,73,"SVT - Stafford",0,{"$f":"IF($K114=0,,IF('Control Panel'!$H$58,INDEX(lst_WAFU,$K114),0))","v":0},0,{"$f":"IF((round=1),M114+O114,SUMIFS('All interconnections'!$AM$7:$AM$4022, 'All interconnections'!$AF$7:$AF$4022,(round-1),'All interconnections'!$AG$7:$AG$4022,$L114))","v":0},0,0,0,0,0,0,0,{"$f":"IF(W114=0,,INDEX('Interconnector costs'!$D$9:$D$21,MATCH($W114,'Interconnector costs'!$C$9:$C$21,1),1))","v":0},0,0,0,{"$f":"IF(((W114*AA114*NPV!$D$15*conversion_factor)/1000000)<1,,(W114*AA114*NPV!$D$15*conversion_factor)/1000000)","v":0},0,0,0,0,null,1,"SVT - Newark",{"$f":"IF(round=1,INDEX(lst_baseline,MATCH(Interconnections!$AI114,lst_WRZ_sorted,0),1),SUMIFS('All interconnections'!$AJ$7:$AJ$4022,'All interconnections'!$AG$7:$AG$4022,$AI114,'All interconnections'!$AF$7:$AF$4022,(round-1)))","v":0},0,0,{"$f":"IF(round=1,IFERROR(INDEX($P$48:$P$201,MATCH(Interconnections!$AI114,$L$48:$L$201,0),1),),SUMIFS('All interconnections'!$AM$7:$AM$4022,'All interconnections'!$AG$7:$AG$4022,$AI114,'All interconnections'!$AF$7:$AF$4022,(round-1)))","v":0},0,0]
[null,null,1,68,74,"SVT - Strategic Grid",{"$f":"IF($E115=0,,IF(round=1,INDEX(lst_baseline,MATCH(E115,WRZID,0)),SUMIFS('All interconnections'!$AJ$7:$AJ$4022,'All interconnections'!$AF$7:$AF$4022,(round-1),'All interconnections'!$AG$7:$AG$4022,Interconnections!$F115)))","v":0},{"$f":"IFERROR(INDEX('Incremental AISC'!$E$9:$E$32,MATCH(E115,'Incremental AISC'!$D$9:$D$32,0),1),)","v":0},0,0,64,"SVT - Kinsall",0,{"$f":"IF($K115=0,,IF('Control Panel'!$H$58,INDEX(lst_WAFU,$K115),0))","v":0},0,{"$f":"IF((round=1),M115+O115,SUMIFS('All interconnections'!$AM$7:$AM$4022, 'All interconnections'!$AF$7:$AF$4022,(round-1),'All interconnections'!$AG$7:$AG$4022,$L115))","v":0},0,0,0,0,0,0,0,{"$f":"IF(W115=0,,INDEX('Interconnector costs'!$D$9:$D$21,MATCH($W115,'Interconnector costs'!$C$9:$C$21,1),1))","v":0},0,0,0,{"$f":"IF(((W115*AA115*NPV!$D$15*conversion_factor)/1000000)<1,,(W115*AA115*NPV!$D$15*conversion_factor)/1000000)","v":0},0,0,0,0,null,1,"SVT - North Staffs",{"$f":"IF(round=1,INDEX(lst_baseline,MATCH(Interconnections!$AI115,lst_WRZ_sorted,0),1),SUMIFS('All interconnections'!$AJ$7:$AJ$4022,'All interconnections'!$AG$7:$AG$4022,$AI115,'All interconnections'!$AF$7:$AF$4022,(round-1)))","v":0},0,0,{"$f":"IF(round=1,IFERROR(INDEX($P$48:$P$201,MATCH(Interconnections!$AI115,$L$48:$L$201,0),1),),SUMIFS('All interconnections'!$AM$7:$AM$4022,'All interconnections'!$AG$7:$AG$4022,$AI115,'All interconnections'!$AF$7:$AF$4022,(round-1)))","v":0},0,0]
[null,null,1,69,74,"SVT - Strategic Grid",{"$f":"IF($E116=0,,IF(round=1,INDEX(lst_baseline,MATCH(E116,WRZID,0)),SUMIFS('All interconnections'!$AJ$7:$AJ$4022,'All interconnections'!$AF$7:$AF$4022,(round-1),'All interconnections'!$AG$7:$AG$4022,Interconnections!$F116)))","v":0},{"$f":"IFERROR(INDEX('Incremental AISC'!$E$9:$E$32,MATCH(E116,'Incremental AISC'!$D$9:$D$32,0),1),)","v":0},0,0,72,"SVT - Shelton",0,{"$f":"IF($K116=0,,IF('Control Panel'!$H$58,INDEX(lst_WAFU,$K116),0))","v":0},0,{"$f":"IF((round=1),M116+O116,SUMIFS('All interconnections'!$AM$7:$AM$4022, 'All interconnections'!$AF$7:$AF$4022,(round-1),'All interconnections'!$AG$7:$AG$4022,$L116))","v":0},0,0,0,0,0,0,0,{"$f":"IF(W116=0,,INDEX('Interconnector costs'!$D$9:$D$21,MATCH($W116,'Interconnector costs'!$C$9:$C$21,1),1))","v":0},0,0,0,{"$f":"IF(((W116*AA116*NPV!$D$15*conversion_factor)/1000000)<1,,(W116*AA116*NPV!$D$15*conversion_factor)/1000000)","v":0},0,0,0,0,null,1,"SVT - Nottinghamshire",{"$f":"IF(round=1,INDEX(lst_baseline,MATCH(Interconnections!$AI116,lst_WRZ_sorted,0),1),SUMIFS('All interconnections'!$AJ$7:$AJ$4022,'All interconnections'!$AG$7:$AG$4022,$AI116,'All interconnections'!$AF$7:$AF$4022,(round-1)))","v":0},0,0,{"$f":"IF(round=1,IFERROR(INDEX($P$48:$P$201,MATCH(Interconnections!$AI116,$L$48:$L$201,0),1),),SUMIFS('All interconnections'!$AM$7:$AM$4022,'All interconnections'!$AG$7:$AG$4022,$AI116,'All interconnections'!$AF$7:$AF$4022,(round-1)))","v":0},0,0]
[null,null,1,70,74,"SVT - Strategic Grid",{"$f":"IF($E117=0,,IF(round=1,INDEX(lst_baseline,MATCH(E117,WRZID,0)),SUMIFS('All interconnections'!$AJ$7:$AJ$4022,'All interconnections'!$AF$7:$AF$4022,(round-1),'All interconnections'!$AG$7:$AG$4022,Interconnections!$F117)))","v":0},{"$f":"IFERROR(INDEX('Incremental AISC'!$E$9:$E$32,MATCH(E117,'Incremental AISC'!$D$9:$D$32,0),1),)","v":0},0,0,71,"SVT - Ruyton",0,{"$f":"IF($K117=0,,IF('Control Panel'!$H$58,INDEX(lst_WAFU,$K117),0))","v":0},0,{"$f":"IF((round=1),M117+O117,SUMIFS('All interconnections'!$AM$7:$AM$4022, 'All interconnections'!$AF$7:$AF$4022,(round-1),'All interconnections'!$AG$7:$AG$4022,$L117))","v":0},0,0,0,0,0,0,0,{"$f":"IF(W117=0,,INDEX('Interconnector costs'!$D$9:$D$21,MATCH($W117,'Interconnector costs'!$C$9:$C$21,1),1))","v":0},0,0,0,{"$f":"IF(((W117*AA117*NPV!$D$15*conversion_factor)/1000000)<1,,(W117*AA117*NPV!$D$15*conversion_factor)/1000000)","v":0},0,0,0,0,null,1,"SVT - Rutland",{"$f":"IF(round=1,INDEX(lst_baseline,MATCH(Interconnections!$AI117,lst_WRZ_sorted,0),1),SUMIFS('All interconnections'!$AJ$7:$AJ$4022,'All interconnections'!$AG$7:$AG$4022,$AI117,'All interconnections'!$AF$7:$AF$4022,(round-1)))","v":0},0,0,{"$f":"IF(round=1,IFERROR(INDEX($P$48:$P$201,MATCH(Interconnections!$AI117,$L$48:$L$201,0),1),),SUMIFS('All interconnections'!$AM$7:$AM$4022,'All interconnections'!$AG$7:$AG$4022,$AI117,'All interconnections'!$AF$7:$AF$4022,(round-1)))","v":0},0,0]
[null,null,1,71,74,"SVT - Strategic Grid",{"$f":"IF($E118=0,,IF(round=1,INDEX(lst_baseline,MATCH(E118,WRZID,0)),SUMIFS('All interconnections'!$AJ$7:$AJ$4022,'All interconnections'!$AF$7:$AF$4022,(round-1),'All interconnections'!$AG$7:$AG$4022,Interconnections!$F118)))","v":0},{"$f":"IFERROR(INDEX('Incremental AISC'!$E$9:$E$32,MATCH(E118,'Incremental AISC'!$D$9:$D$32,0),1),)","v":0},0,0,61,"SSC - South Staffordshire",0,{"$f":"IF($K118=0,,IF('Control Panel'!$H$58,INDEX(lst_WAFU,$K118),0))","v":0},0,{"$f":"IF((round=1),M118+O118,SUMIFS('All interconnections'!$AM$7:$AM$4022, 'All interconnections'!$AF$7:$AF$4022,(round-1),'All interconnections'!$AG$7:$AG$4022,$L118))","v":0},0,0,0,0,0,0,0,{"$f":"IF(W118=0,,INDEX('Interconnector costs'!$D$9:$D$21,MATCH($W118,'Interconnector costs'!$C$9:$C$21,1),1))","v":0},0,0,0,{"$f":"IF(((W118*AA118*NPV!$D$15*conversion_factor)/1000000)<1,,(W118*AA118*NPV!$D$15*conversion_factor)/1000000)","v":0},0,0,0,0,null,1,"SVT - Ruyton",{"$f":"IF(round=1,INDEX(lst_baseline,MATCH(Interconnections!$AI118,lst_WRZ_sorted,0),1),SUMIFS('All interconnections'!$AJ$7:$AJ$4022,'All interconnections'!$AG$7:$AG$4022,$AI118,'All interconnections'!$AF$7:$AF$4022,(round-1)))","v":0},0,0,{"$f":"IF(round=1,IFERROR(INDEX($P$48:$P$201,MATCH(Interconnections!$AI118,$L$48:$L$201,0),1),),SUMIFS('All interconnections'!$AM$7:$AM$4022,'All interconnections'!$AG$7:$AG$4022,$AI118,'All interconnections'!$AF$7:$AF$4022,(round-1)))","v":0},0,0]
[null,null,1,72,74,"SVT - Strategic Grid",{"$f":"IF($E119=0,,IF(round=1,INDEX(lst_baseline,MATCH(E119,WRZID,0)),SUMIFS('All interconnections'!$AJ$7:$AJ$4022,'All interconnections'!$AF$7:$AF$4022,(round-1),'All interconnections'!$AG$7:$AG$4022,Interconnections!$F119)))","v":0},{"$f":"IFERROR(INDEX('Incremental AISC'!$E$9:$E$32,MATCH(E119,'Incremental AISC'!$D$9:$D$32,0),1),)","v":0},0,0,76,"SVT - Wolverhampton",0,{"$f":"IF($K119=0,,IF('Control Panel'!$H$58,INDEX(lst_WAFU,$K119),0))","v":0},0,{"$f":"IF((round=1),M119+O119,SUMIFS('All interconnections'!$AM$7:$AM$4022, 'All interconnections'!$AF$7:$AF$4022,(round-1),'All interconnections'!$AG$7:$AG$4022,$L119))","v":0},0,0,0,0,0,0,0,{"$f":"IF(W119=0,,INDEX('Interconnector costs'!$D$9:$D$21,MATCH($W119,'Interconnector costs'!$C$9:$C$21,1),1))","v":0},0,0,0,{"$f":"IF(((W119*AA119*NPV!$D$15*conversion_factor)/1000000)<1,,(W119*AA119*NPV!$D$15*conversion_factor)/1000000)","v":0},0,0,0,0,null,1,"SVT - Shelton",{"$f":"IF(round=1,INDEX(lst_baseline,MATCH(Interconnections!$AI119,lst_WRZ_sorted,0),1),SUMIFS('All interconnections'!$AJ$7:$AJ$4022,'All interconnections'!$AG$7:$AG$4022,$AI119,'All interconnections'!$AF$7:$AF$4022,(round-1)))","v":0},0,0,{"$f":"IF(round=1,IFERROR(INDEX($P$48:$P$201,MATCH(Interconnections!$AI119,$L$48:$L$201,0),1),),SUMIFS('All interconnections'!$AM$7:$AM$4022,'All interconnections'!$AG$7:$AG$4022,$AI119,'All interconnections'!$AF$7:$AF$4022,(round-1)))","v":0},0,0]
[null,null,1,73,74,"SVT - Strategic Grid",{"$f":"IF($E120=0,,IF(round=1,INDEX(lst_baseline,MATCH(E120,WRZID,0)),SUMIFS('All interconnections'!$AJ$7:$AJ$4022,'All interconnections'!$AF$7:$AF$4022,(round-1),'All interconnections'!$AG$7:$AG$4022,Interconnections!$F120)))","v":0},{"$f":"IFERROR(INDEX('Incremental AISC'!$E$9:$E$32,MATCH(E120,'Incremental AISC'!$D$9:$D$32,0),1),)","v":0},0,0,62,"SVT - Bishops Castle",0,{"$f":"IF($K120=0,,IF('Control Panel'!$H$58,INDEX(lst_WAFU,$K120),0))","v":0},0,{"$f":"IF((round=1),M120+O120,SUMIFS('All interconnections'!$AM$7:$AM$4022, 'All interconnections'!$AF$7:$AF$4022,(round-1),'All interconnections'!$AG$7:$AG$4022,$L120))","v":0},0,0,0,0,0,0,0,{"$f":"IF(W120=0,,INDEX('Interconnector costs'!$D$9:$D$21,MATCH($W120,'Interconnector costs'!$C$9:$C$21,1),1))","v":0},0,0,0,{"$f":"IF(((W120*AA120*NPV!$D$15*conversion_factor)/1000000)<1,,(W120*AA120*NPV!$D$15*conversion_factor)/1000000)","v":0},0,0,0,0,null,1,"SVT - Stafford",{"$f":"IF(round=1,INDEX(lst_baseline,MATCH(Interconnections!$AI120,lst_WRZ_sorted,0),1),SUMIFS('All interconnections'!$AJ$7:$AJ$4022,'All interconnections'!$AG$7:$AG$4022,$AI120,'All interconnections'!$AF$7:$AF$4022,(round-1)))","v":0},0,0,{"$f":"IF(round=1,IFERROR(INDEX($P$48:$P$201,MATCH(Interconnections!$AI120,$L$48:$L$201,0),1),),SUMIFS('All interconnections'!$AM$7:$AM$4022,'All interconnections'!$AG$7:$AG$4022,$AI120,'All interconnections'!$AF$7:$AF$4022,(round-1)))","v":0},0,0]
[null,null,1,74,74,"SVT - Strategic Grid",{"$f":"IF($E121=0,,IF(round=1,INDEX(lst_baseline,MATCH(E121,WRZID,0)),SUMIFS('All interconnections'!$AJ$7:$AJ$4022,'All interconnections'!$AF$7:$AF$4022,(round-1),'All interconnections'!$AG$7:$AG$4022,Interconnections!$F121)))","v":0},{"$f":"IFERROR(INDEX('Incremental AISC'!$E$9:$E$32,MATCH(E121,'Incremental AISC'!$D$9:$D$32,0),1),)","v":0},0,0,99,"WSH - Hereford C.U. System",0,{"$f":"IF($K121=0,,IF('Control Panel'!$H$58,INDEX(lst_WAFU,$K121),0))","v":0},0,{"$f":"IF((round=1),M121+O121,SUMIFS('All interconnections'!$AM$7:$AM$4022, 'All interconnections'!$AF$7:$AF$4022,(round-1),'All interconnections'!$AG$7:$AG$4022,$L121))","v":0},0,0,0,0,0,0,0,{"$f":"IF(W121=0,,INDEX('Interconnector costs'!$D$9:$D$21,MATCH($W121,'Interconnector costs'!$C$9:$C$21,1),1))","v":0},0,0,0,{"$f":"IF(((W121*AA121*NPV!$D$15*conversion_factor)/1000000)<1,,(W121*AA121*NPV!$D$15*conversion_factor)/1000000)","v":0},0,0,0,0,null,1,"SVT - Strategic Grid",{"$f":"IF(round=1,INDEX(lst_baseline,MATCH(Interconnections!$AI121,lst_WRZ_sorted,0),1),SUMIFS('All interconnections'!$AJ$7:$AJ$4022,'All interconnections'!$AG$7:$AG$4022,$AI121,'All interconnections'!$AF$7:$AF$4022,(round-1)))","v":0},0,0,{"$f":"IF(round=1,IFERROR(INDEX($P$48:$P$201,MATCH(Interconnections!$AI121,$L$48:$L$201,0),1),),SUMIFS('All interconnections'!$AM$7:$AM$4022,'All interconnections'!$AG$7:$AG$4022,$AI121,'All interconnections'!$AF$7:$AF$4022,(round-1)))","v":0},0,0]
[null,null,1,75,74,"SVT - Strategic Grid",{"$f":"IF($E122=0,,IF(round=1,INDEX(lst_baseline,MATCH(E122,WRZID,0)),SUMIFS('All interconnections'!$AJ$7:$AJ$4022,'All interconnections'!$AF$7:$AF$4022,(round-1),'All interconnections'!$AG$7:$AG$4022,Interconnections!$F122)))","v":0},{"$f":"IFERROR(INDEX('Incremental AISC'!$E$9:$E$32,MATCH(E122,'Incremental AISC'!$D$9:$D$32,0),1),)","v":0},0,0,107,"WSH - Pilleth",0,{"$f":"IF($K122=0,,IF('Control Panel'!$H$58,INDEX(lst_WAFU,$K122),0))","v":0},0,{"$f":"IF((round=1),M122+O122,SUMIFS('All interconnections'!$AM$7:$AM$4022, 'All interconnections'!$AF$7:$AF$4022,(round-1),'All interconnections'!$AG$7:$AG$4022,$L122))","v":0},0,0,0,0,0,0,0,{"$f":"IF(W122=0,,INDEX('Interconnector costs'!$D$9:$D$21,MATCH($W122,'Interconnector costs'!$C$9:$C$21,1),1))","v":0},0,0,0,{"$f":"IF(((W122*AA122*NPV!$D$15*conversion_factor)/1000000)<1,,(W122*AA122*NPV!$D$15*conversion_factor)/1000000)","v":0},0,0,0,0,null,1,"SVT - Whitchurch and Wem",{"$f":"IF(round=1,INDEX(lst_baseline,MATCH(Interconnections!$AI122,lst_WRZ_sorted,0),1),SUMIFS('All interconnections'!$AJ$7:$AJ$4022,'All interconnections'!$AG$7:$AG$4022,$AI122,'All interconnections'!$AF$7:$AF$4022,(round-1)))","v":0},0,0,{"$f":"IF(round=1,IFERROR(INDEX($P$48:$P$201,MATCH(Interconnections!$AI122,$L$48:$L$201,0),1),),SUMIFS('All interconnections'!$AM$7:$AM$4022,'All interconnections'!$AG$7:$AG$4022,$AI122,'All interconnections'!$AF$7:$AF$4022,(round-1)))","v":0},0,0]
[null,null,1,76,13,"ANH - East Suffolk",{"$f":"IF($E123=0,,IF(round=1,INDEX(lst_baseline,MATCH(E123,WRZID,0)),SUMIFS('All interconnections'!$AJ$7:$AJ$4022,'All interconnections'!$AF$7:$AF$4022,(round-1),'All interconnections'!$AG$7:$AG$4022,Interconnections!$F123)))","v":0},{"$f":"IFERROR(INDEX('Incremental AISC'!$E$9:$E$32,MATCH(E123,'Incremental AISC'!$D$9:$D$32,0),1),)","v":0},0,0,33,"ESK - Blyth",0,{"$f":"IF($K123=0,,IF('Control Panel'!$H$58,INDEX(lst_WAFU,$K123),0))","v":0},0,{"$f":"IF((round=1),M123+O123,SUMIFS('All interconnections'!$AM$7:$AM$4022, 'All interconnections'!$AF$7:$AF$4022,(round-1),'All interconnections'!$AG$7:$AG$4022,$L123))","v":0},0,0,0,0,0,0,0,{"$f":"IF(W123=0,,INDEX('Interconnector costs'!$D$9:$D$21,MATCH($W123,'Interconnector costs'!$C$9:$C$21,1),1))","v":0},0,0,0,{"$f":"IF(((W123*AA123*NPV!$D$15*conversion_factor)/1000000)<1,,(W123*AA123*NPV!$D$15*conversion_factor)/1000000)","v":0},0,0,0,0,null,1,"SVT - Wolverhampton",{"$f":"IF(round=1,INDEX(lst_baseline,MATCH(Interconnections!$AI123,lst_WRZ_sorted,0),1),SUMIFS('All interconnections'!$AJ$7:$AJ$4022,'All interconnections'!$AG$7:$AG$4022,$AI123,'All interconnections'!$AF$7:$AF$4022,(round-1)))","v":0},0,0,{"$f":"IF(round=1,IFERROR(INDEX($P$48:$P$201,MATCH(Interconnections!$AI123,$L$48:$L$201,0),1),),SUMIFS('All interconnections'!$AM$7:$AM$4022,'All interconnections'!$AG$7:$AG$4022,$AI123,'All interconnections'!$AF$7:$AF$4022,(round-1)))","v":0},0,0]
[null,null,1,77,13,"ANH - East Suffolk",{"$f":"IF($E124=0,,IF(round=1,INDEX(lst_baseline,MATCH(E124,WRZID,0)),SUMIFS('All interconnections'!$AJ$7:$AJ$4022,'All interconnections'!$AF$7:$AF$4022,(round-1),'All interconnections'!$AG$7:$AG$4022,Interconnections!$F124)))","v":0},{"$f":"IFERROR(INDEX('Incremental AISC'!$E$9:$E$32,MATCH(E124,'Incremental AISC'!$D$9:$D$32,0),1),)","v":0},0,0,8,"AFW - 8 Brett",0,{"$f":"IF($K124=0,,IF('Control Panel'!$H$58,INDEX(lst_WAFU,$K124),0))","v":0},0,{"$f":"IF((round=1),M124+O124,SUMIFS('All interconnections'!$AM$7:$AM$4022, 'All interconnections'!$AF$7:$AF$4022,(round-1),'All interconnections'!$AG$7:$AG$4022,$L124))","v":0},0,0,0,0,0,0,0,{"$f":"IF(W124=0,,INDEX('Interconnector costs'!$D$9:$D$21,MATCH($W124,'Interconnector costs'!$C$9:$C$21,1),1))","v":0},0,0,0,{"$f":"IF(((W124*AA124*NPV!$D$15*conversion_factor)/1000000)<1,,(W124*AA124*NPV!$D$15*conversion_factor)/1000000)","v":0},0,0,0,0,null,1,"SWT - Colliford",{"$f":"IF(round=1,INDEX(lst_baseline,MATCH(Interconnections!$AI124,lst_WRZ_sorted,0),1),SUMIFS('All interconnections'!$AJ$7:$AJ$4022,'All interconnections'!$AG$7:$AG$4022,$AI124,'All interconnections'!$AF$7:$AF$4022,(round-1)))","v":0},0,0,{"$f":"IF(round=1,IFERROR(INDEX($P$48:$P$201,MATCH(Interconnections!$AI124,$L$48:$L$201,0),1),),SUMIFS('All interconnections'!$AM$7:$AM$4022,'All interconnections'!$AG$7:$AG$4022,$AI124,'All interconnections'!$AF$7:$AF$4022,(round-1)))","v":0},0,0]
[null,null,1,78,13,"ANH - East Suffolk",{"$f":"IF($E125=0,,IF(round=1,INDEX(lst_baseline,MATCH(E125,WRZID,0)),SUMIFS('All interconnections'!$AJ$7:$AJ$4022,'All interconnections'!$AF$7:$AF$4022,(round-1),'All interconnections'!$AG$7:$AG$4022,Interconnections!$F125)))","v":0},{"$f":"IFERROR(INDEX('Incremental AISC'!$E$9:$E$32,MATCH(E125,'Incremental AISC'!$D$9:$D$32,0),1),)","v":0},0,0,35,"ESK - Hartismere",0,{"$f":"IF($K125=0,,IF('Control Panel'!$H$58,INDEX(lst_WAFU,$K125),0))","v":0},0,{"$f":"IF((round=1),M125+O125,SUMIFS('All interconnections'!$AM$7:$AM$4022, 'All interconnections'!$AF$7:$AF$4022,(round-1),'All interconnections'!$AG$7:$AG$4022,$L125))","v":0},0,0,0,0,0,0,0,{"$f":"IF(W125=0,,INDEX('Interconnector costs'!$D$9:$D$21,MATCH($W125,'Interconnector costs'!$C$9:$C$21,1),1))","v":0},0,0,0,{"$f":"IF(((W125*AA125*NPV!$D$15*conversion_factor)/1000000)<1,,(W125*AA125*NPV!$D$15*conversion_factor)/1000000)","v":0},0,0,0,0,null,1,"SWT - Roadford",{"$f":"IF(round=1,INDEX(lst_baseline,MATCH(Interconnections!$AI125,lst_WRZ_sorted,0),1),SUMIFS('All interconnections'!$AJ$7:$AJ$4022,'All interconnections'!$AG$7:$AG$4022,$AI125,'All interconnections'!$AF$7:$AF$4022,(round-1)))","v":0},0,0,{"$f":"IF(round=1,IFERROR(INDEX($P$48:$P$201,MATCH(Interconnections!$AI125,$L$48:$L$201,0),1),),SUMIFS('All interconnections'!$AM$7:$AM$4022,'All interconnections'!$AG$7:$AG$4022,$AI125,'All interconnections'!$AF$7:$AF$4022,(round-1)))","v":0},0,0]
[null,null,1,79,13,"ANH - East Suffolk",{"$f":"IF($E126=0,,IF(round=1,INDEX(lst_baseline,MATCH(E126,WRZID,0)),SUMIFS('All interconnections'!$AJ$7:$AJ$4022,'All interconnections'!$AF$7:$AF$4022,(round-1),'All interconnections'!$AG$7:$AG$4022,Interconnections!$F126)))","v":0},{"$f":"IFERROR(INDEX('Incremental AISC'!$E$9:$E$32,MATCH(E126,'Incremental AISC'!$D$9:$D$32,0),1),)","v":0},0,0,25,"ANH - SUDBURY",0,{"$f":"IF($K126=0,,IF('Control Panel'!$H$58,INDEX(lst_WAFU,$K126),0))","v":0},0,{"$f":"IF((round=1),M126+O126,SUMIFS('All interconnections'!$AM$7:$AM$4022, 'All interconnections'!$AF$7:$AF$4022,(round-1),'All interconnections'!$AG$7:$AG$4022,$L126))","v":0},0,0,0,0,0,0,0,{"$f":"IF(W126=0,,INDEX('Interconnector costs'!$D$9:$D$21,MATCH($W126,'Interconnector costs'!$C$9:$C$21,1),1))","v":0},0,0,0,{"$f":"IF(((W126*AA126*NPV!$D$15*conversion_factor)/1000000)<1,,(W126*AA126*NPV!$D$15*conversion_factor)/1000000)","v":0},0,0,0,0,null,1,"SWT - Wimbleball",{"$f":"IF(round=1,INDEX(lst_baseline,MATCH(Interconnections!$AI126,lst_WRZ_sorted,0),1),SUMIFS('All interconnections'!$AJ$7:$AJ$4022,'All interconnections'!$AG$7:$AG$4022,$AI126,'All interconnections'!$AF$7:$AF$4022,(round-1)))","v":0},0,0,{"$f":"IF(round=1,IFERROR(INDEX($P$48:$P$201,MATCH(Interconnections!$AI126,$L$48:$L$201,0),1),),SUMIFS('All interconnections'!$AM$7:$AM$4022,'All interconnections'!$AG$7:$AG$4022,$AI126,'All interconnections'!$AF$7:$AF$4022,(round-1)))","v":0},0,0]
[null,null,1,80,28,"BRL - Bristol",{"$f":"IF($E127=0,,IF(round=1,INDEX(lst_baseline,MATCH(E127,WRZID,0)),SUMIFS('All interconnections'!$AJ$7:$AJ$4022,'All interconnections'!$AF$7:$AF$4022,(round-1),'All interconnections'!$AG$7:$AG$4022,Interconnections!$F127)))","v":0},{"$f":"IFERROR(INDEX('Incremental AISC'!$E$9:$E$32,MATCH(E127,'Incremental AISC'!$D$9:$D$32,0),1),)","v":0},0,0,115,"WSX - Companywide (WW)",0,{"$f":"IF($K127=0,,IF('Control Panel'!$H$58,INDEX(lst_WAFU,$K127),0))","v":0},0,{"$f":"IF((round=1),M127+O127,SUMIFS('All interconnections'!$AM$7:$AM$4022, 'All interconnections'!$AF$7:$AF$4022,(round-1),'All interconnections'!$AG$7:$AG$4022,$L127))","v":0},0,0,0,0,0,0,0,{"$f":"IF(W127=0,,INDEX('Interconnector costs'!$D$9:$D$21,MATCH($W127,'Interconnector costs'!$C$9:$C$21,1),1))","v":0},0,0,0,{"$f":"IF(((W127*AA127*NPV!$D$15*conversion_factor)/1000000)<1,,(W127*AA127*NPV!$D$15*conversion_factor)/1000000)","v":0},0,0,0,0,null,1,"TMS - Guildford",{"$f":"IF(round=1,INDEX(lst_baseline,MATCH(Interconnections!$AI127,lst_WRZ_sorted,0),1),SUMIFS('All interconnections'!$AJ$7:$AJ$4022,'All interconnections'!$AG$7:$AG$4022,$AI127,'All interconnections'!$AF$7:$AF$4022,(round-1)))","v":0},0,0,{"$f":"IF(round=1,IFERROR(INDEX($P$48:$P$201,MATCH(Interconnections!$AI127,$L$48:$L$201,0),1),),SUMIFS('All interconnections'!$AM$7:$AM$4022,'All interconnections'!$AG$7:$AG$4022,$AI127,'All interconnections'!$AF$7:$AF$4022,(round-1)))","v":0},0,0]
[null,null,1,81,53,"SRN - Hants South",{"$f":"IF($E128=0,,IF(round=1,INDEX(lst_baseline,MATCH(E128,WRZID,0)),SUMIFS('All interconnections'!$AJ$7:$AJ$4022,'All interconnections'!$AF$7:$AF$4022,(round-1),'All interconnections'!$AG$7:$AG$4022,Interconnections!$F128)))","v":0},{"$f":"IFERROR(INDEX('Incremental AISC'!$E$9:$E$32,MATCH(E128,'Incremental AISC'!$D$9:$D$32,0),1),)","v":0},0,0,115,"WSX - Companywide (WW)",0,{"$f":"IF($K128=0,,IF('Control Panel'!$H$58,INDEX(lst_WAFU,$K128),0))","v":0},0,{"$f":"IF((round=1),M128+O128,SUMIFS('All interconnections'!$AM$7:$AM$4022, 'All interconnections'!$AF$7:$AF$4022,(round-1),'All interconnections'!$AG$7:$AG$4022,$L128))","v":0},0,0,0,0,0,0,0,{"$f":"IF(W128=0,,INDEX('Interconnector costs'!$D$9:$D$21,MATCH($W128,'Interconnector costs'!$C$9:$C$21,1),1))","v":0},0,0,0,{"$f":"IF(((W128*AA128*NPV!$D$15*conversion_factor)/1000000)<1,,(W128*AA128*NPV!$D$15*conversion_factor)/1000000)","v":0},0,0,0,0,null,1,"TMS - Henley",{"$f":"IF(round=1,INDEX(lst_baseline,MATCH(Interconnections!$AI128,lst_WRZ_sorted,0),1),SUMIFS('All interconnections'!$AJ$7:$AJ$4022,'All interconnections'!$AG$7:$AG$4022,$AI128,'All interconnections'!$AF$7:$AF$4022,(round-1)))","v":0},0,0,{"$f":"IF(round=1,IFERROR(INDEX($P$48:$P$201,MATCH(Interconnections!$AI128,$L$48:$L$201,0),1),),SUMIFS('All interconnections'!$AM$7:$AM$4022,'All interconnections'!$AG$7:$AG$4022,$AI128,'All interconnections'!$AF$7:$AF$4022,(round-1)))","v":0},0,0]
[null,null,1,82,117,"YKY - Grid",{"$f":"IF($E129=0,,IF(round=1,INDEX(lst_baseline,MATCH(E129,WRZID,0)),SUMIFS('All interconnections'!$AJ$7:$AJ$4022,'All interconnections'!$AF$7:$AF$4022,(round-1),'All interconnections'!$AG$7:$AG$4022,Interconnections!$F129)))","v":0},{"$f":"IFERROR(INDEX('Incremental AISC'!$E$9:$E$32,MATCH(E129,'Incremental AISC'!$D$9:$D$32,0),1),)","v":0},0,0,116,"YKY - East SWZ",0,{"$f":"IF($K129=0,,IF('Control Panel'!$H$58,INDEX(lst_WAFU,$K129),0))","v":0},0,{"$f":"IF((round=1),M129+O129,SUMIFS('All interconnections'!$AM$7:$AM$4022, 'All interconnections'!$AF$7:$AF$4022,(round-1),'All interconnections'!$AG$7:$AG$4022,$L129))","v":0},0,0,0,0,0,0,0,{"$f":"IF(W129=0,,INDEX('Interconnector costs'!$D$9:$D$21,MATCH($W129,'Interconnector costs'!$C$9:$C$21,1),1))","v":0},0,0,0,{"$f":"IF(((W129*AA129*NPV!$D$15*conversion_factor)/1000000)<1,,(W129*AA129*NPV!$D$15*conversion_factor)/1000000)","v":0},0,0,0,0,null,1,"TMS - Kennet Valley",{"$f":"IF(round=1,INDEX(lst_baseline,MATCH(Interconnections!$AI129,lst_WRZ_sorted,0),1),SUMIFS('All interconnections'!$AJ$7:$AJ$4022,'All interconnections'!$AG$7:$AG$4022,$AI129,'All interconnections'!$AF$7:$AF$4022,(round-1)))","v":0},0,0,{"$f":"IF(round=1,IFERROR(INDEX($P$48:$P$201,MATCH(Interconnections!$AI129,$L$48:$L$201,0),1),),SUMIFS('All interconnections'!$AM$7:$AM$4022,'All interconnections'!$AG$7:$AG$4022,$AI129,'All interconnections'!$AF$7:$AF$4022,(round-1)))","v":0},0,0]
[null,null,1,83,117,"YKY - Grid",{"$f":"IF($E130=0,,IF(round=1,INDEX(lst_baseline,MATCH(E130,WRZID,0)),SUMIFS('All interconnections'!$AJ$7:$AJ$4022,'All interconnections'!$AF$7:$AF$4022,(round-1),'All interconnections'!$AG$7:$AG$4022,Interconnections!$F130)))","v":0},{"$f":"IFERROR(INDEX('Incremental AISC'!$E$9:$E$32,MATCH(E130,'Incremental AISC'!$D$9:$D$32,0),1),)","v":0},0,0,26,"ANH - West Lincolnshire",0,{"$f":"IF($K130=0,,IF('Control Panel'!$H$58,INDEX(lst_WAFU,$K130),0))","v":0},0,{"$f":"IF((round=1),M130+O130,SUMIFS('All interconnections'!$AM$7:$AM$4022, 'All interconnections'!$AF$7:$AF$4022,(round-1),'All interconnections'!$AG$7:$AG$4022,$L130))","v":0},0,0,0,0,0,0,0,{"$f":"IF(W130=0,,INDEX('Interconnector costs'!$D$9:$D$21,MATCH($W130,'Interconnector costs'!$C$9:$C$21,1),1))","v":0},0,0,0,{"$f":"IF(((W130*AA130*NPV!$D$15*conversion_factor)/1000000)<1,,(W130*AA130*NPV!$D$15*conversion_factor)/1000000)","v":0},0,0,0,0,null,1,"TMS - London",{"$f":"IF(round=1,INDEX(lst_baseline,MATCH(Interconnections!$AI130,lst_WRZ_sorted,0),1),SUMIFS('All interconnections'!$AJ$7:$AJ$4022,'All interconnections'!$AG$7:$AG$4022,$AI130,'All interconnections'!$AF$7:$AF$4022,(round-1)))","v":0},0,0,{"$f":"IF(round=1,IFERROR(INDEX($P$48:$P$201,MATCH(Interconnections!$AI130,$L$48:$L$201,0),1),),SUMIFS('All interconnections'!$AM$7:$AM$4022,'All interconnections'!$AG$7:$AG$4022,$AI130,'All interconnections'!$AF$7:$AF$4022,(round-1)))","v":0},0,0]
[null,null,1,84,117,"YKY - Grid",{"$f":"IF($E131=0,,IF(round=1,INDEX(lst_baseline,MATCH(E131,WRZID,0)),SUMIFS('All interconnections'!$AJ$7:$AJ$4022,'All interconnections'!$AF$7:$AF$4022,(round-1),'All interconnections'!$AG$7:$AG$4022,Interconnections!$F131)))","v":0},{"$f":"IFERROR(INDEX('Incremental AISC'!$E$9:$E$32,MATCH(E131,'Incremental AISC'!$D$9:$D$32,0),1),)","v":0},0,0,38,"NNE - Kielder",0,{"$f":"IF($K131=0,,IF('Control Panel'!$H$58,INDEX(lst_WAFU,$K131),0))","v":0},0,{"$f":"IF((round=1),M131+O131,SUMIFS('All interconnections'!$AM$7:$AM$4022, 'All interconnections'!$AF$7:$AF$4022,(round-1),'All interconnections'!$AG$7:$AG$4022,$L131))","v":0},0,0,0,0,0,0,0,{"$f":"IF(W131=0,,INDEX('Interconnector costs'!$D$9:$D$21,MATCH($W131,'Interconnector costs'!$C$9:$C$21,1),1))","v":0},0,0,0,{"$f":"IF(((W131*AA131*NPV!$D$15*conversion_factor)/1000000)<1,,(W131*AA131*NPV!$D$15*conversion_factor)/1000000)","v":0},0,0,0,0,null,1,"TMS - Slough Wycombe Aylesbury",{"$f":"IF(round=1,INDEX(lst_baseline,MATCH(Interconnections!$AI131,lst_WRZ_sorted,0),1),SUMIFS('All interconnections'!$AJ$7:$AJ$4022,'All interconnections'!$AG$7:$AG$4022,$AI131,'All interconnections'!$AF$7:$AF$4022,(round-1)))","v":0},0,0,{"$f":"IF(round=1,IFERROR(INDEX($P$48:$P$201,MATCH(Interconnections!$AI131,$L$48:$L$201,0),1),),SUMIFS('All interconnections'!$AM$7:$AM$4022,'All interconnections'!$AG$7:$AG$4022,$AI131,'All interconnections'!$AF$7:$AF$4022,(round-1)))","v":0},0,0]
[null,null,1,85,117,"YKY - Grid",{"$f":"IF($E132=0,,IF(round=1,INDEX(lst_baseline,MATCH(E132,WRZID,0)),SUMIFS('All interconnections'!$AJ$7:$AJ$4022,'All interconnections'!$AF$7:$AF$4022,(round-1),'All interconnections'!$AG$7:$AG$4022,Interconnections!$F132)))","v":0},{"$f":"IFERROR(INDEX('Incremental AISC'!$E$9:$E$32,MATCH(E132,'Incremental AISC'!$D$9:$D$32,0),1),)","v":0},0,0,87,"UU - Integrated",0,{"$f":"IF($K132=0,,IF('Control Panel'!$H$58,INDEX(lst_WAFU,$K132),0))","v":0},0,{"$f":"IF((round=1),M132+O132,SUMIFS('All interconnections'!$AM$7:$AM$4022, 'All interconnections'!$AF$7:$AF$4022,(round-1),'All interconnections'!$AG$7:$AG$4022,$L132))","v":0},0,0,0,0,0,0,0,{"$f":"IF(W132=0,,INDEX('Interconnector costs'!$D$9:$D$21,MATCH($W132,'Interconnector costs'!$C$9:$C$21,1),1))","v":0},0,0,0,{"$f":"IF(((W132*AA132*NPV!$D$15*conversion_factor)/1000000)<1,,(W132*AA132*NPV!$D$15*conversion_factor)/1000000)","v":0},0,0,0,0,null,1,"TMS - SWOX",{"$f":"IF(round=1,INDEX(lst_baseline,MATCH(Interconnections!$AI132,lst_WRZ_sorted,0),1),SUMIFS('All interconnections'!$AJ$7:$AJ$4022,'All interconnections'!$AG$7:$AG$4022,$AI132,'All interconnections'!$AF$7:$AF$4022,(round-1)))","v":0},0,0,{"$f":"IF(round=1,IFERROR(INDEX($P$48:$P$201,MATCH(Interconnections!$AI132,$L$48:$L$201,0),1),),SUMIFS('All interconnections'!$AM$7:$AM$4022,'All interconnections'!$AG$7:$AG$4022,$AI132,'All interconnections'!$AF$7:$AF$4022,(round-1)))","v":0},0,0]
[null,null,1,86,74,"SVT - Strategic Grid",{"$f":"IF($E133=0,,IF(round=1,INDEX(lst_baseline,MATCH(E133,WRZID,0)),SUMIFS('All interconnections'!$AJ$7:$AJ$4022,'All interconnections'!$AF$7:$AF$4022,(round-1),'All interconnections'!$AG$7:$AG$4022,Interconnections!$F133)))","v":0},{"$f":"IFERROR(INDEX('Incremental AISC'!$E$9:$E$32,MATCH(E133,'Incremental AISC'!$D$9:$D$32,0),1),)","v":0},0,0,22,"ANH - Ruthamford North",0,{"$f":"IF($K133=0,,IF('Control Panel'!$H$58,INDEX(lst_WAFU,$K133),0))","v":0},0,{"$f":"IF((round=1),M133+O133,SUMIFS('All interconnections'!$AM$7:$AM$4022, 'All interconnections'!$AF$7:$AF$4022,(round-1),'All interconnections'!$AG$7:$AG$4022,$L133))","v":0},0,0,0,0,0,0,0,{"$f":"IF(W133=0,,INDEX('Interconnector costs'!$D$9:$D$21,MATCH($W133,'Interconnector costs'!$C$9:$C$21,1),1))","v":0},0,0,0,{"$f":"IF(((W133*AA133*NPV!$D$15*conversion_factor)/1000000)<1,,(W133*AA133*NPV!$D$15*conversion_factor)/1000000)","v":0},0,0,0,0,null,1,"UU - Carlisle",{"$f":"IF(round=1,INDEX(lst_baseline,MATCH(Interconnections!$AI133,lst_WRZ_sorted,0),1),SUMIFS('All interconnections'!$AJ$7:$AJ$4022,'All interconnections'!$AG$7:$AG$4022,$AI133,'All interconnections'!$AF$7:$AF$4022,(round-1)))","v":0},0,0,{"$f":"IF(round=1,IFERROR(INDEX($P$48:$P$201,MATCH(Interconnections!$AI133,$L$48:$L$201,0),1),),SUMIFS('All interconnections'!$AM$7:$AM$4022,'All interconnections'!$AG$7:$AG$4022,$AI133,'All interconnections'!$AF$7:$AF$4022,(round-1)))","v":0},0,0]
[null,null,1,87,74,"SVT - Strategic Grid",{"$f":"IF($E134=0,,IF(round=1,INDEX(lst_baseline,MATCH(E134,WRZID,0)),SUMIFS('All interconnections'!$AJ$7:$AJ$4022,'All interconnections'!$AF$7:$AF$4022,(round-1),'All interconnections'!$AG$7:$AG$4022,Interconnections!$F134)))","v":0},{"$f":"IFERROR(INDEX('Incremental AISC'!$E$9:$E$32,MATCH(E134,'Incremental AISC'!$D$9:$D$32,0),1),)","v":0},0,0,10,"ANH - Central Lincolnshire",0,{"$f":"IF($K134=0,,IF('Control Panel'!$H$58,INDEX(lst_WAFU,$K134),0))","v":0},0,{"$f":"IF((round=1),M134+O134,SUMIFS('All interconnections'!$AM$7:$AM$4022, 'All interconnections'!$AF$7:$AF$4022,(round-1),'All interconnections'!$AG$7:$AG$4022,$L134))","v":0},0,0,0,0,0,0,0,{"$f":"IF(W134=0,,INDEX('Interconnector costs'!$D$9:$D$21,MATCH($W134,'Interconnector costs'!$C$9:$C$21,1),1))","v":0},0,0,0,{"$f":"IF(((W134*AA134*NPV!$D$15*conversion_factor)/1000000)<1,,(W134*AA134*NPV!$D$15*conversion_factor)/1000000)","v":0},0,0,0,0,null,1,"UU - Integrated",{"$f":"IF(round=1,INDEX(lst_baseline,MATCH(Interconnections!$AI134,lst_WRZ_sorted,0),1),SUMIFS('All interconnections'!$AJ$7:$AJ$4022,'All interconnections'!$AG$7:$AG$4022,$AI134,'All interconnections'!$AF$7:$AF$4022,(round-1)))","v":0},0,0,{"$f":"IF(round=1,IFERROR(INDEX($P$48:$P$201,MATCH(Interconnections!$AI134,$L$48:$L$201,0),1),),SUMIFS('All interconnections'!$AM$7:$AM$4022,'All interconnections'!$AG$7:$AG$4022,$AI134,'All interconnections'!$AF$7:$AF$4022,(round-1)))","v":0},0,0]
[null,null,1,88,74,"SVT - Strategic Grid",{"$f":"IF($E135=0,,IF(round=1,INDEX(lst_baseline,MATCH(E135,WRZID,0)),SUMIFS('All interconnections'!$AJ$7:$AJ$4022,'All interconnections'!$AF$7:$AF$4022,(round-1),'All interconnections'!$AG$7:$AG$4022,Interconnections!$F135)))","v":0},{"$f":"IFERROR(INDEX('Incremental AISC'!$E$9:$E$32,MATCH(E135,'Incremental AISC'!$D$9:$D$32,0),1),)","v":0},0,0,68,"SVT - North Staffs",0,{"$f":"IF($K135=0,,IF('Control Panel'!$H$58,INDEX(lst_WAFU,$K135),0))","v":0},0,{"$f":"IF((round=1),M135+O135,SUMIFS('All interconnections'!$AM$7:$AM$4022, 'All interconnections'!$AF$7:$AF$4022,(round-1),'All interconnections'!$AG$7:$AG$4022,$L135))","v":0},0,0,0,0,0,0,0,{"$f":"IF(W135=0,,INDEX('Interconnector costs'!$D$9:$D$21,MATCH($W135,'Interconnector costs'!$C$9:$C$21,1),1))","v":0},0,0,0,{"$f":"IF(((W135*AA135*NPV!$D$15*conversion_factor)/1000000)<1,,(W135*AA135*NPV!$D$15*conversion_factor)/1000000)","v":0},0,0,0,0,null,1,"UU - North Eden",{"$f":"IF(round=1,INDEX(lst_baseline,MATCH(Interconnections!$AI135,lst_WRZ_sorted,0),1),SUMIFS('All interconnections'!$AJ$7:$AJ$4022,'All interconnections'!$AG$7:$AG$4022,$AI135,'All interconnections'!$AF$7:$AF$4022,(round-1)))","v":0},0,0,{"$f":"IF(round=1,IFERROR(INDEX($P$48:$P$201,MATCH(Interconnections!$AI135,$L$48:$L$201,0),1),),SUMIFS('All interconnections'!$AM$7:$AM$4022,'All interconnections'!$AG$7:$AG$4022,$AI135,'All interconnections'!$AF$7:$AF$4022,(round-1)))","v":0},0,0]
[null,null,1,89,74,"SVT - Strategic Grid",{"$f":"IF($E136=0,,IF(round=1,INDEX(lst_baseline,MATCH(E136,WRZID,0)),SUMIFS('All interconnections'!$AJ$7:$AJ$4022,'All interconnections'!$AF$7:$AF$4022,(round-1),'All interconnections'!$AG$7:$AG$4022,Interconnections!$F136)))","v":0},{"$f":"IFERROR(INDEX('Incremental AISC'!$E$9:$E$32,MATCH(E136,'Incremental AISC'!$D$9:$D$32,0),1),)","v":0},0,0,70,"SVT - Rutland",0,{"$f":"IF($K136=0,,IF('Control Panel'!$H$58,INDEX(lst_WAFU,$K136),0))","v":0},0,{"$f":"IF((round=1),M136+O136,SUMIFS('All interconnections'!$AM$7:$AM$4022, 'All interconnections'!$AF$7:$AF$4022,(round-1),'All interconnections'!$AG$7:$AG$4022,$L136))","v":0},0,0,0,0,0,0,0,{"$f":"IF(W136=0,,INDEX('Interconnector costs'!$D$9:$D$21,MATCH($W136,'Interconnector costs'!$C$9:$C$21,1),1))","v":0},0,0,0,{"$f":"IF(((W136*AA136*NPV!$D$15*conversion_factor)/1000000)<1,,(W136*AA136*NPV!$D$15*conversion_factor)/1000000)","v":0},0,0,0,0,null,1,"UU - West Cumbria",{"$f":"IF(round=1,INDEX(lst_baseline,MATCH(Interconnections!$AI136,lst_WRZ_sorted,0),1),SUMIFS('All interconnections'!$AJ$7:$AJ$4022,'All interconnections'!$AG$7:$AG$4022,$AI136,'All interconnections'!$AF$7:$AF$4022,(round-1)))","v":0},0,0,{"$f":"IF(round=1,IFERROR(INDEX($P$48:$P$201,MATCH(Interconnections!$AI136,$L$48:$L$201,0),1),),SUMIFS('All interconnections'!$AM$7:$AM$4022,'All interconnections'!$AG$7:$AG$4022,$AI136,'All interconnections'!$AF$7:$AF$4022,(round-1)))","v":0},0,0]
[null,null,1,90,74,"SVT - Strategic Grid",{"$f":"IF($E137=0,,IF(round=1,INDEX(lst_baseline,MATCH(E137,WRZID,0)),SUMIFS('All interconnections'!$AJ$7:$AJ$4022,'All interconnections'!$AF$7:$AF$4022,(round-1),'All interconnections'!$AG$7:$AG$4022,Interconnections!$F137)))","v":0},{"$f":"IFERROR(INDEX('Incremental AISC'!$E$9:$E$32,MATCH(E137,'Incremental AISC'!$D$9:$D$32,0),1),)","v":0},0,0,63,"SVT - Forest and Stroud",0,{"$f":"IF($K137=0,,IF('Control Panel'!$H$58,INDEX(lst_WAFU,$K137),0))","v":0},0,{"$f":"IF((round=1),M137+O137,SUMIFS('All interconnections'!$AM$7:$AM$4022, 'All interconnections'!$AF$7:$AF$4022,(round-1),'All interconnections'!$AG$7:$AG$4022,$L137))","v":0},0,0,0,0,0,0,0,{"$f":"IF(W137=0,,INDEX('Interconnector costs'!$D$9:$D$21,MATCH($W137,'Interconnector costs'!$C$9:$C$21,1),1))","v":0},0,0,0,{"$f":"IF(((W137*AA137*NPV!$D$15*conversion_factor)/1000000)<1,,(W137*AA137*NPV!$D$15*conversion_factor)/1000000)","v":0},0,0,0,0,null,1,"VWP - Tidworth",{"$f":"IF(round=1,INDEX(lst_baseline,MATCH(Interconnections!$AI137,lst_WRZ_sorted,0),1),SUMIFS('All interconnections'!$AJ$7:$AJ$4022,'All interconnections'!$AG$7:$AG$4022,$AI137,'All interconnections'!$AF$7:$AF$4022,(round-1)))","v":0},0,0,{"$f":"IF(round=1,IFERROR(INDEX($P$48:$P$201,MATCH(Interconnections!$AI137,$L$48:$L$201,0),1),),SUMIFS('All interconnections'!$AM$7:$AM$4022,'All interconnections'!$AG$7:$AG$4022,$AI137,'All interconnections'!$AF$7:$AF$4022,(round-1)))","v":0},0,0]
[null,null,1,91,74,"SVT - Strategic Grid",{"$f":"IF($E138=0,,IF(round=1,INDEX(lst_baseline,MATCH(E138,WRZID,0)),SUMIFS('All interconnections'!$AJ$7:$AJ$4022,'All interconnections'!$AF$7:$AF$4022,(round-1),'All interconnections'!$AG$7:$AG$4022,Interconnections!$F138)))","v":0},{"$f":"IFERROR(INDEX('Incremental AISC'!$E$9:$E$32,MATCH(E138,'Incremental AISC'!$D$9:$D$32,0),1),)","v":0},0,0,87,"UU - Integrated",0,{"$f":"IF($K138=0,,IF('Control Panel'!$H$58,INDEX(lst_WAFU,$K138),0))","v":0},0,{"$f":"IF((round=1),M138+O138,SUMIFS('All interconnections'!$AM$7:$AM$4022, 'All interconnections'!$AF$7:$AF$4022,(round-1),'All interconnections'!$AG$7:$AG$4022,$L138))","v":0},0,0,0,0,0,0,0,{"$f":"IF(W138=0,,INDEX('Interconnector costs'!$D$9:$D$21,MATCH($W138,'Interconnector costs'!$C$9:$C$21,1),1))","v":0},0,0,0,{"$f":"IF(((W138*AA138*NPV!$D$15*conversion_factor)/1000000)<1,,(W138*AA138*NPV!$D$15*conversion_factor)/1000000)","v":0},0,0,0,0,null,1,"WSH - Alwen /Dee",{"$f":"IF(round=1,INDEX(lst_baseline,MATCH(Interconnections!$AI138,lst_WRZ_sorted,0),1),SUMIFS('All interconnections'!$AJ$7:$AJ$4022,'All interconnections'!$AG$7:$AG$4022,$AI138,'All interconnections'!$AF$7:$AF$4022,(round-1)))","v":0},0,0,{"$f":"IF(round=1,IFERROR(INDEX($P$48:$P$201,MATCH(Interconnections!$AI138,$L$48:$L$201,0),1),),SUMIFS('All interconnections'!$AM$7:$AM$4022,'All interconnections'!$AG$7:$AG$4022,$AI138,'All interconnections'!$AF$7:$AF$4022,(round-1)))","v":0},0,0]
[null,null,1,92,74,"SVT - Strategic Grid",{"$f":"IF($E139=0,,IF(round=1,INDEX(lst_baseline,MATCH(E139,WRZID,0)),SUMIFS('All interconnections'!$AJ$7:$AJ$4022,'All interconnections'!$AF$7:$AF$4022,(round-1),'All interconnections'!$AG$7:$AG$4022,Interconnections!$F139)))","v":0},{"$f":"IFERROR(INDEX('Incremental AISC'!$E$9:$E$32,MATCH(E139,'Incremental AISC'!$D$9:$D$32,0),1),)","v":0},0,0,108,"WSH - Ross-on-Wye",0,{"$f":"IF($K139=0,,IF('Control Panel'!$H$58,INDEX(lst_WAFU,$K139),0))","v":0},0,{"$f":"IF((round=1),M139+O139,SUMIFS('All interconnections'!$AM$7:$AM$4022, 'All interconnections'!$AF$7:$AF$4022,(round-1),'All interconnections'!$AG$7:$AG$4022,$L139))","v":0},0,0,0,0,0,0,0,{"$f":"IF(W139=0,,INDEX('Interconnector costs'!$D$9:$D$21,MATCH($W139,'Interconnector costs'!$C$9:$C$21,1),1))","v":0},0,0,0,{"$f":"IF(((W139*AA139*NPV!$D$15*conversion_factor)/1000000)<1,,(W139*AA139*NPV!$D$15*conversion_factor)/1000000)","v":0},0,0,0,0,null,1,"WSH - Bala",{"$f":"IF(round=1,INDEX(lst_baseline,MATCH(Interconnections!$AI139,lst_WRZ_sorted,0),1),SUMIFS('All interconnections'!$AJ$7:$AJ$4022,'All interconnections'!$AG$7:$AG$4022,$AI139,'All interconnections'!$AF$7:$AF$4022,(round-1)))","v":0},0,0,{"$f":"IF(round=1,IFERROR(INDEX($P$48:$P$201,MATCH(Interconnections!$AI139,$L$48:$L$201,0),1),),SUMIFS('All interconnections'!$AM$7:$AM$4022,'All interconnections'!$AG$7:$AG$4022,$AI139,'All interconnections'!$AF$7:$AF$4022,(round-1)))","v":0},0,0]
[null,null,1,93,0,0,{"$f":"IF($E140=0,,IF(round=1,INDEX(lst_baseline,MATCH(E140,WRZID,0)),SUMIFS('All interconnections'!$AJ$7:$AJ$4022,'All interconnections'!$AF$7:$AF$4022,(round-1),'All interconnections'!$AG$7:$AG$4022,Interconnections!$F140)))","v":0},{"$f":"IFERROR(INDEX('Incremental AISC'!$E$9:$E$32,MATCH(E140,'Incremental AISC'!$D$9:$D$32,0),1),)","v":0},0,0,0,0,0,{"$f":"IF($K140=0,,IF('Control Panel'!$H$58,INDEX(lst_WAFU,$K140),0))","v":0},0,{"$f":"IF((round=1),M140+O140,SUMIFS('All interconnections'!$AM$7:$AM$4022, 'All interconnections'!$AF$7:$AF$4022,(round-1),'All interconnections'!$AG$7:$AG$4022,$L140))","v":0},0,0,0,0,0,0,0,{"$f":"IF(W140=0,,INDEX('Interconnector costs'!$D$9:$D$21,MATCH($W140,'Interconnector costs'!$C$9:$C$21,1),1))","v":0},0,0,0,{"$f":"IF(((W140*AA140*NPV!$D$15*conversion_factor)/1000000)<1,,(W140*AA140*NPV!$D$15*conversion_factor)/1000000)","v":0},0,0,0,0,null,1,"WSH - Barmouth",{"$f":"IF(round=1,INDEX(lst_baseline,MATCH(Interconnections!$AI140,lst_WRZ_sorted,0),1),SUMIFS('All interconnections'!$AJ$7:$AJ$4022,'All interconnections'!$AG$7:$AG$4022,$AI140,'All interconnections'!$AF$7:$AF$4022,(round-1)))","v":0},0,0,{"$f":"IF(round=1,IFERROR(INDEX($P$48:$P$201,MATCH(Interconnections!$AI140,$L$48:$L$201,0),1),),SUMIFS('All interconnections'!$AM$7:$AM$4022,'All interconnections'!$AG$7:$AG$4022,$AI140,'All interconnections'!$AF$7:$AF$4022,(round-1)))","v":0},0,0]
[null,null,1,94,0,0,{"$f":"IF($E141=0,,IF(round=1,INDEX(lst_baseline,MATCH(E141,WRZID,0)),SUMIFS('All interconnections'!$AJ$7:$AJ$4022,'All interconnections'!$AF$7:$AF$4022,(round-1),'All interconnections'!$AG$7:$AG$4022,Interconnections!$F141)))","v":0},{"$f":"IFERROR(INDEX('Incremental AISC'!$E$9:$E$32,MATCH(E141,'Incremental AISC'!$D$9:$D$32,0),1),)","v":0},0,0,0,0,0,{"$f":"IF($K141=0,,IF('Control Panel'!$H$58,INDEX(lst_WAFU,$K141),0))","v":0},0,{"$f":"IF((round=1),M141+O141,SUMIFS('All interconnections'!$AM$7:$AM$4022, 'All interconnections'!$AF$7:$AF$4022,(round-1),'All interconnections'!$AG$7:$AG$4022,$L141))","v":0},0,0,0,0,0,0,0,{"$f":"IF(W141=0,,INDEX('Interconnector costs'!$D$9:$D$21,MATCH($W141,'Interconnector costs'!$C$9:$C$21,1),1))","v":0},0,0,0,{"$f":"IF(((W141*AA141*NPV!$D$15*conversion_factor)/1000000)<1,,(W141*AA141*NPV!$D$15*conversion_factor)/1000000)","v":0},0,0,0,0,null,1,"WSH - Blaenau Ffestiniog",{"$f":"IF(round=1,INDEX(lst_baseline,MATCH(Interconnections!$AI141,lst_WRZ_sorted,0),1),SUMIFS('All interconnections'!$AJ$7:$AJ$4022,'All interconnections'!$AG$7:$AG$4022,$AI141,'All interconnections'!$AF$7:$AF$4022,(round-1)))","v":0},0,0,{"$f":"IF(round=1,IFERROR(INDEX($P$48:$P$201,MATCH(Interconnections!$AI141,$L$48:$L$201,0),1),),SUMIFS('All interconnections'!$AM$7:$AM$4022,'All interconnections'!$AG$7:$AG$4022,$AI141,'All interconnections'!$AF$7:$AF$4022,(round-1)))","v":0},0,0]
[null,null,1,95,0,0,{"$f":"IF($E142=0,,IF(round=1,INDEX(lst_baseline,MATCH(E142,WRZID,0)),SUMIFS('All interconnections'!$AJ$7:$AJ$4022,'All interconnections'!$AF$7:$AF$4022,(round-1),'All interconnections'!$AG$7:$AG$4022,Interconnections!$F142)))","v":0},{"$f":"IFERROR(INDEX('Incremental AISC'!$E$9:$E$32,MATCH(E142,'Incremental AISC'!$D$9:$D$32,0),1),)","v":0},0,0,0,0,0,{"$f":"IF($K142=0,,IF('Control Panel'!$H$58,INDEX(lst_WAFU,$K142),0))","v":0},0,{"$f":"IF((round=1),M142+O142,SUMIFS('All interconnections'!$AM$7:$AM$4022, 'All interconnections'!$AF$7:$AF$4022,(round-1),'All interconnections'!$AG$7:$AG$4022,$L142))","v":0},0,0,0,0,0,0,0,{"$f":"IF(W142=0,,INDEX('Interconnector costs'!$D$9:$D$21,MATCH($W142,'Interconnector costs'!$C$9:$C$21,1),1))","v":0},0,0,0,{"$f":"IF(((W142*AA142*NPV!$D$15*conversion_factor)/1000000)<1,,(W142*AA142*NPV!$D$15*conversion_factor)/1000000)","v":0},0,0,0,0,null,1,"WSH - Brecon / Portis",{"$f":"IF(round=1,INDEX(lst_baseline,MATCH(Interconnections!$AI142,lst_WRZ_sorted,0),1),SUMIFS('All interconnections'!$AJ$7:$AJ$4022,'All interconnections'!$AG$7:$AG$4022,$AI142,'All interconnections'!$AF$7:$AF$4022,(round-1)))","v":0},0,0,{"$f":"IF(round=1,IFERROR(INDEX($P$48:$P$201,MATCH(Interconnections!$AI142,$L$48:$L$201,0),1),),SUMIFS('All interconnections'!$AM$7:$AM$4022,'All interconnections'!$AG$7:$AG$4022,$AI142,'All interconnections'!$AF$7:$AF$4022,(round-1)))","v":0},0,0]
[null,null,1,96,0,0,{"$f":"IF($E143=0,,IF(round=1,INDEX(lst_baseline,MATCH(E143,WRZID,0)),SUMIFS('All interconnections'!$AJ$7:$AJ$4022,'All interconnections'!$AF$7:$AF$4022,(round-1),'All interconnections'!$AG$7:$AG$4022,Interconnections!$F143)))","v":0},{"$f":"IFERROR(INDEX('Incremental AISC'!$E$9:$E$32,MATCH(E143,'Incremental AISC'!$D$9:$D$32,0),1),)","v":0},0,0,0,0,0,{"$f":"IF($K143=0,,IF('Control Panel'!$H$58,INDEX(lst_WAFU,$K143),0))","v":0},0,{"$f":"IF((round=1),M143+O143,SUMIFS('All interconnections'!$AM$7:$AM$4022, 'All interconnections'!$AF$7:$AF$4022,(round-1),'All interconnections'!$AG$7:$AG$4022,$L143))","v":0},0,0,0,0,0,0,0,{"$f":"IF(W143=0,,INDEX('Interconnector costs'!$D$9:$D$21,MATCH($W143,'Interconnector costs'!$C$9:$C$21,1),1))","v":0},0,0,0,{"$f":"IF(((W143*AA143*NPV!$D$15*conversion_factor)/1000000)<1,,(W143*AA143*NPV!$D$15*conversion_factor)/1000000)","v":0},0,0,0,0,null,1,"WSH - Clwyd Coastal",{"$f":"IF(round=1,INDEX(lst_baseline,MATCH(Interconnections!$AI143,lst_WRZ_sorted,0),1),SUMIFS('All interconnections'!$AJ$7:$AJ$4022,'All interconnections'!$AG$7:$AG$4022,$AI143,'All interconnections'!$AF$7:$AF$4022,(round-1)))","v":0},0,0,{"$f":"IF(round=1,IFERROR(INDEX($P$48:$P$201,MATCH(Interconnections!$AI143,$L$48:$L$201,0),1),),SUMIFS('All interconnections'!$AM$7:$AM$4022,'All interconnections'!$AG$7:$AG$4022,$AI143,'All interconnections'!$AF$7:$AF$4022,(round-1)))","v":0},0,0]
[null,null,1,97,0,0,{"$f":"IF($E144=0,,IF(round=1,INDEX(lst_baseline,MATCH(E144,WRZID,0)),SUMIFS('All interconnections'!$AJ$7:$AJ$4022,'All interconnections'!$AF$7:$AF$4022,(round-1),'All interconnections'!$AG$7:$AG$4022,Interconnections!$F144)))","v":0},{"$f":"IFERROR(INDEX('Incremental AISC'!$E$9:$E$32,MATCH(E144,'Incremental AISC'!$D$9:$D$32,0),1),)","v":0},0,0,0,0,{"$f":"IF($K144=0,,INDEX(lst_baseline,MATCH(K144,WRZID,0)))","v":0},{"$f":"IF($K144=0,,IF('Control Panel'!$H$58,INDEX(lst_WAFU,$K144),0))","v":0},0,{"$f":"IF((round=1),M144+O144,SUMIFS('All interconnections'!$AM$7:$AM$4022, 'All interconnections'!$AF$7:$AF$4022,(round-1),'All interconnections'!$AG$7:$AG$4022,$L144))","v":0},{"$f":"IF($K144=0,,INDEX(lst_AISC_surplus,opt_AISC_surplus,1))","v":0},0,0,0,0,0,0,{"$f":"IF(W144=0,,INDEX('Interconnector costs'!$D$9:$D$21,MATCH($W144,'Interconnector costs'!$C$9:$C$21,1),1))","v":0},0,0,0,{"$f":"IF(((W144*AA144*NPV!$D$15*conversion_factor)/1000000)<1,,(W144*AA144*NPV!$D$15*conversion_factor)/1000000)","v":0},{"$f":"IF(AB144=0,,RANK($AB144,$AB$48:$AB$201,0))","v":0},0,0,0,null,1,{"$f":"INDEX(lst_WRZ_sorted,D144,1)","v":"WSH - Dyffryn Conwy"},{"$f":"IF(round=1,INDEX(lst_baseline,MATCH(Interconnections!$AI144,lst_WRZ_sorted,0),1),SUMIFS('All interconnections'!$AJ$7:$AJ$4022,'All interconnections'!$AG$7:$AG$4022,$AI144,'All interconnections'!$AF$7:$AF$4022,(round-1)))","v":0},{"$f":"SUMIFS($AD$48:$AD$201,$F$48:$F$201,$AI144,$AC$48:$AC$201,1)","v":0},0,{"$f":"IF(round=1,IFERROR(INDEX($P$48:$P$201,MATCH(Interconnections!$AI144,$L$48:$L$201,0),1),),SUMIFS('All interconnections'!$AM$7:$AM$4022,'All interconnections'!$AG$7:$AG$4022,$AI144,'All interconnections'!$AF$7:$AF$4022,(round-1)))","v":0},{"$f":"-SUMIFS($AD$48:$AD$201,$L$48:$L$201,$AI144,$AC$48:$AC$201,1)","v":0},0]
[null,null,1,98,0,0,{"$f":"IF($E145=0,,IF(round=1,INDEX(lst_baseline,MATCH(E145,WRZID,0)),SUMIFS('All interconnections'!$AJ$7:$AJ$4022,'All interconnections'!$AF$7:$AF$4022,(round-1),'All interconnections'!$AG$7:$AG$4022,Interconnections!$F145)))","v":0},{"$f":"IFERROR(INDEX('Incremental AISC'!$E$9:$E$32,MATCH(E145,'Incremental AISC'!$D$9:$D$32,0),1),)","v":0},0,0,0,0,0,{"$f":"IF($K145=0,,IF('Control Panel'!$H$58,INDEX(lst_WAFU,$K145),0))","v":0},0,{"$f":"IF((round=1),M145+O145,SUMIFS('All interconnections'!$AM$7:$AM$4022, 'All interconnections'!$AF$7:$AF$4022,(round-1),'All interconnections'!$AG$7:$AG$4022,$L145))","v":0},0,0,0,0,0,0,0,{"$f":"IF(W145=0,,INDEX('Interconnector costs'!$D$9:$D$21,MATCH($W145,'Interconnector costs'!$C$9:$C$21,1),1))","v":0},0,0,0,{"$f":"IF(((W145*AA145*NPV!$D$15*conversion_factor)/1000000)<1,,(W145*AA145*NPV!$D$15*conversion_factor)/1000000)","v":0},0,0,0,0,null,1,"WSH - Elan/Builth Wells",{"$f":"IF(round=1,INDEX(lst_baseline,MATCH(Interconnections!$AI145,lst_WRZ_sorted,0),1),SUMIFS('All interconnections'!$AJ$7:$AJ$4022,'All interconnections'!$AG$7:$AG$4022,$AI145,'All interconnections'!$AF$7:$AF$4022,(round-1)))","v":0},0,0,{"$f":"IF(round=1,IFERROR(INDEX($P$48:$P$201,MATCH(Interconnections!$AI145,$L$48:$L$201,0),1),),SUMIFS('All interconnections'!$AM$7:$AM$4022,'All interconnections'!$AG$7:$AG$4022,$AI145,'All interconnections'!$AF$7:$AF$4022,(round-1)))","v":0},0,0]
[null,null,1,99,0,0,{"$f":"IF($E146=0,,IF(round=1,INDEX(lst_baseline,MATCH(E146,WRZID,0)),SUMIFS('All interconnections'!$AJ$7:$AJ$4022,'All interconnections'!$AF$7:$AF$4022,(round-1),'All interconnections'!$AG$7:$AG$4022,Interconnections!$F146)))","v":0},{"$f":"IFERROR(INDEX('Incremental AISC'!$E$9:$E$32,MATCH(E146,'Incremental AISC'!$D$9:$D$32,0),1),)","v":0},0,0,0,0,0,{"$f":"IF($K146=0,,IF('Control Panel'!$H$58,INDEX(lst_WAFU,$K146),0))","v":0},0,{"$f":"IF((round=1),M146+O146,SUMIFS('All interconnections'!$AM$7:$AM$4022, 'All interconnections'!$AF$7:$AF$4022,(round-1),'All interconnections'!$AG$7:$AG$4022,$L146))","v":0},0,0,0,0,0,0,0,{"$f":"IF(W146=0,,INDEX('Interconnector costs'!$D$9:$D$21,MATCH($W146,'Interconnector costs'!$C$9:$C$21,1),1))","v":0},0,0,0,{"$f":"IF(((W146*AA146*NPV!$D$15*conversion_factor)/1000000)<1,,(W146*AA146*NPV!$D$15*conversion_factor)/1000000)","v":0},0,0,0,0,null,1,"WSH - Hereford C.U. System",{"$f":"IF(round=1,INDEX(lst_baseline,MATCH(Interconnections!$AI146,lst_WRZ_sorted,0),1),SUMIFS('All interconnections'!$AJ$7:$AJ$4022,'All interconnections'!$AG$7:$AG$4022,$AI146,'All interconnections'!$AF$7:$AF$4022,(round-1)))","v":0},0,0,{"$f":"IF(round=1,IFERROR(INDEX($P$48:$P$201,MATCH(Interconnections!$AI146,$L$48:$L$201,0),1),),SUMIFS('All interconnections'!$AM$7:$AM$4022,'All interconnections'!$AG$7:$AG$4022,$AI146,'All interconnections'!$AF$7:$AF$4022,(round-1)))","v":0},0,0]
[null,null,1,100,0,0,{"$f":"IF($E147=0,,IF(round=1,INDEX(lst_baseline,MATCH(E147,WRZID,0)),SUMIFS('All interconnections'!$AJ$7:$AJ$4022,'All interconnections'!$AF$7:$AF$4022,(round-1),'All interconnections'!$AG$7:$AG$4022,Interconnections!$F147)))","v":0},{"$f":"IFERROR(INDEX('Incremental AISC'!$E$9:$E$32,MATCH(E147,'Incremental AISC'!$D$9:$D$32,0),1),)","v":0},0,0,0,0,0,{"$f":"IF($K147=0,,IF('Control Panel'!$H$58,INDEX(lst_WAFU,$K147),0))","v":0},0,{"$f":"IF((round=1),M147+O147,SUMIFS('All interconnections'!$AM$7:$AM$4022, 'All interconnections'!$AF$7:$AF$4022,(round-1),'All interconnections'!$AG$7:$AG$4022,$L147))","v":0},0,0,0,0,0,0,0,{"$f":"IF(W147=0,,INDEX('Interconnector costs'!$D$9:$D$21,MATCH($W147,'Interconnector costs'!$C$9:$C$21,1),1))","v":0},0,0,0,{"$f":"IF(((W147*AA147*NPV!$D$15*conversion_factor)/1000000)<1,,(W147*AA147*NPV!$D$15*conversion_factor)/1000000)","v":0},0,0,0,0,null,1,"WSH - Lleyn / Harlech",{"$f":"IF(round=1,INDEX(lst_baseline,MATCH(Interconnections!$AI147,lst_WRZ_sorted,0),1),SUMIFS('All interconnections'!$AJ$7:$AJ$4022,'All interconnections'!$AG$7:$AG$4022,$AI147,'All interconnections'!$AF$7:$AF$4022,(round-1)))","v":0},0,0,{"$f":"IF(round=1,IFERROR(INDEX($P$48:$P$201,MATCH(Interconnections!$AI147,$L$48:$L$201,0),1),),SUMIFS('All interconnections'!$AM$7:$AM$4022,'All interconnections'!$AG$7:$AG$4022,$AI147,'All interconnections'!$AF$7:$AF$4022,(round-1)))","v":0},0,0]
[null,null,1,101,0,0,{"$f":"IF($E148=0,,IF(round=1,INDEX(lst_baseline,MATCH(E148,WRZID,0)),SUMIFS('All interconnections'!$AJ$7:$AJ$4022,'All interconnections'!$AF$7:$AF$4022,(round-1),'All interconnections'!$AG$7:$AG$4022,Interconnections!$F148)))","v":0},{"$f":"IFERROR(INDEX('Incremental AISC'!$E$9:$E$32,MATCH(E148,'Incremental AISC'!$D$9:$D$32,0),1),)","v":0},0,0,0,0,0,{"$f":"IF($K148=0,,IF('Control Panel'!$H$58,INDEX(lst_WAFU,$K148),0))","v":0},0,{"$f":"IF((round=1),M148+O148,SUMIFS('All interconnections'!$AM$7:$AM$4022, 'All interconnections'!$AF$7:$AF$4022,(round-1),'All interconnections'!$AG$7:$AG$4022,$L148))","v":0},0,0,0,0,0,0,0,{"$f":"IF(W148=0,,INDEX('Interconnector costs'!$D$9:$D$21,MATCH($W148,'Interconnector costs'!$C$9:$C$21,1),1))","v":0},0,0,0,{"$f":"IF(((W148*AA148*NPV!$D$15*conversion_factor)/1000000)<1,,(W148*AA148*NPV!$D$15*conversion_factor)/1000000)","v":0},0,0,0,0,null,1,"WSH - Llyswen",{"$f":"IF(round=1,INDEX(lst_baseline,MATCH(Interconnections!$AI148,lst_WRZ_sorted,0),1),SUMIFS('All interconnections'!$AJ$7:$AJ$4022,'All interconnections'!$AG$7:$AG$4022,$AI148,'All interconnections'!$AF$7:$AF$4022,(round-1)))","v":0},0,0,{"$f":"IF(round=1,IFERROR(INDEX($P$48:$P$201,MATCH(Interconnections!$AI148,$L$48:$L$201,0),1),),SUMIFS('All interconnections'!$AM$7:$AM$4022,'All interconnections'!$AG$7:$AG$4022,$AI148,'All interconnections'!$AF$7:$AF$4022,(round-1)))","v":0},0,0]
[null,null,1,102,0,0,{"$f":"IF($E149=0,,IF(round=1,INDEX(lst_baseline,MATCH(E149,WRZID,0)),SUMIFS('All interconnections'!$AJ$7:$AJ$4022,'All interconnections'!$AF$7:$AF$4022,(round-1),'All interconnections'!$AG$7:$AG$4022,Interconnections!$F149)))","v":0},{"$f":"IFERROR(INDEX('Incremental AISC'!$E$9:$E$32,MATCH(E149,'Incremental AISC'!$D$9:$D$32,0),1),)","v":0},0,0,0,0,0,{"$f":"IF($K149=0,,IF('Control Panel'!$H$58,INDEX(lst_WAFU,$K149),0))","v":0},0,{"$f":"IF((round=1),M149+O149,SUMIFS('All interconnections'!$AM$7:$AM$4022, 'All interconnections'!$AF$7:$AF$4022,(round-1),'All interconnections'!$AG$7:$AG$4022,$L149))","v":0},0,0,0,0,0,0,0,{"$f":"IF(W149=0,,INDEX('Interconnector costs'!$D$9:$D$21,MATCH($W149,'Interconnector costs'!$C$9:$C$21,1),1))","v":0},0,0,0,{"$f":"IF(((W149*AA149*NPV!$D$15*conversion_factor)/1000000)<1,,(W149*AA149*NPV!$D$15*conversion_factor)/1000000)","v":0},0,0,0,0,null,1,"WSH - Mid & South Ceredigion",{"$f":"IF(round=1,INDEX(lst_baseline,MATCH(Interconnections!$AI149,lst_WRZ_sorted,0),1),SUMIFS('All interconnections'!$AJ$7:$AJ$4022,'All interconnections'!$AG$7:$AG$4022,$AI149,'All interconnections'!$AF$7:$AF$4022,(round-1)))","v":0},0,0,{"$f":"IF(round=1,IFERROR(INDEX($P$48:$P$201,MATCH(Interconnections!$AI149,$L$48:$L$201,0),1),),SUMIFS('All interconnections'!$AM$7:$AM$4022,'All interconnections'!$AG$7:$AG$4022,$AI149,'All interconnections'!$AF$7:$AF$4022,(round-1)))","v":0},0,0]
[null,null,1,103,0,0,{"$f":"IF($E150=0,,IF(round=1,INDEX(lst_baseline,MATCH(E150,WRZID,0)),SUMIFS('All interconnections'!$AJ$7:$AJ$4022,'All interconnections'!$AF$7:$AF$4022,(round-1),'All interconnections'!$AG$7:$AG$4022,Interconnections!$F150)))","v":0},{"$f":"IFERROR(INDEX('Incremental AISC'!$E$9:$E$32,MATCH(E150,'Incremental AISC'!$D$9:$D$32,0),1),)","v":0},0,0,0,0,0,{"$f":"IF($K150=0,,IF('Control Panel'!$H$58,INDEX(lst_WAFU,$K150),0))","v":0},0,{"$f":"IF((round=1),M150+O150,SUMIFS('All interconnections'!$AM$7:$AM$4022, 'All interconnections'!$AF$7:$AF$4022,(round-1),'All interconnections'!$AG$7:$AG$4022,$L150))","v":0},0,0,0,0,0,0,0,{"$f":"IF(W150=0,,INDEX('Interconnector costs'!$D$9:$D$21,MATCH($W150,'Interconnector costs'!$C$9:$C$21,1),1))","v":0},0,0,0,{"$f":"IF(((W150*AA150*NPV!$D$15*conversion_factor)/1000000)<1,,(W150*AA150*NPV!$D$15*conversion_factor)/1000000)","v":0},0,0,0,0,null,1,"WSH - Monmouth",{"$f":"IF(round=1,INDEX(lst_baseline,MATCH(Interconnections!$AI150,lst_WRZ_sorted,0),1),SUMIFS('All interconnections'!$AJ$7:$AJ$4022,'All interconnections'!$AG$7:$AG$4022,$AI150,'All interconnections'!$AF$7:$AF$4022,(round-1)))","v":0},0,0,{"$f":"IF(round=1,IFERROR(INDEX($P$48:$P$201,MATCH(Interconnections!$AI150,$L$48:$L$201,0),1),),SUMIFS('All interconnections'!$AM$7:$AM$4022,'All interconnections'!$AG$7:$AG$4022,$AI150,'All interconnections'!$AF$7:$AF$4022,(round-1)))","v":0},0,0]
[null,null,1,104,0,0,{"$f":"IF($E151=0,,IF(round=1,INDEX(lst_baseline,MATCH(E151,WRZID,0)),SUMIFS('All interconnections'!$AJ$7:$AJ$4022,'All interconnections'!$AF$7:$AF$4022,(round-1),'All interconnections'!$AG$7:$AG$4022,Interconnections!$F151)))","v":0},{"$f":"IFERROR(INDEX('Incremental AISC'!$E$9:$E$32,MATCH(E151,'Incremental AISC'!$D$9:$D$32,0),1),)","v":0},0,0,0,0,0,{"$f":"IF($K151=0,,IF('Control Panel'!$H$58,INDEX(lst_WAFU,$K151),0))","v":0},0,{"$f":"IF((round=1),M151+O151,SUMIFS('All interconnections'!$AM$7:$AM$4022, 'All interconnections'!$AF$7:$AF$4022,(round-1),'All interconnections'!$AG$7:$AG$4022,$L151))","v":0},0,0,0,0,0,0,0,{"$f":"IF(W151=0,,INDEX('Interconnector costs'!$D$9:$D$21,MATCH($W151,'Interconnector costs'!$C$9:$C$21,1),1))","v":0},0,0,0,{"$f":"IF(((W151*AA151*NPV!$D$15*conversion_factor)/1000000)<1,,(W151*AA151*NPV!$D$15*conversion_factor)/1000000)","v":0},0,0,0,0,null,1,"WSH - North Ceredigion",{"$f":"IF(round=1,INDEX(lst_baseline,MATCH(Interconnections!$AI151,lst_WRZ_sorted,0),1),SUMIFS('All interconnections'!$AJ$7:$AJ$4022,'All interconnections'!$AG$7:$AG$4022,$AI151,'All interconnections'!$AF$7:$AF$4022,(round-1)))","v":0},0,0,{"$f":"IF(round=1,IFERROR(INDEX($P$48:$P$201,MATCH(Interconnections!$AI151,$L$48:$L$201,0),1),),SUMIFS('All interconnections'!$AM$7:$AM$4022,'All interconnections'!$AG$7:$AG$4022,$AI151,'All interconnections'!$AF$7:$AF$4022,(round-1)))","v":0},0,0]
[null,null,1,105,0,0,{"$f":"IF($E152=0,,IF(round=1,INDEX(lst_baseline,MATCH(E152,WRZID,0)),SUMIFS('All interconnections'!$AJ$7:$AJ$4022,'All interconnections'!$AF$7:$AF$4022,(round-1),'All interconnections'!$AG$7:$AG$4022,Interconnections!$F152)))","v":0},{"$f":"IFERROR(INDEX('Incremental AISC'!$E$9:$E$32,MATCH(E152,'Incremental AISC'!$D$9:$D$32,0),1),)","v":0},0,0,0,0,0,{"$f":"IF($K152=0,,IF('Control Panel'!$H$58,INDEX(lst_WAFU,$K152),0))","v":0},0,{"$f":"IF((round=1),M152+O152,SUMIFS('All interconnections'!$AM$7:$AM$4022, 'All interconnections'!$AF$7:$AF$4022,(round-1),'All interconnections'!$AG$7:$AG$4022,$L152))","v":0},0,0,0,0,0,0,0,{"$f":"IF(W152=0,,INDEX('Interconnector costs'!$D$9:$D$21,MATCH($W152,'Interconnector costs'!$C$9:$C$21,1),1))","v":0},0,0,0,{"$f":"IF(((W152*AA152*NPV!$D$15*conversion_factor)/1000000)<1,,(W152*AA152*NPV!$D$15*conversion_factor)/1000000)","v":0},0,0,0,0,null,1,"WSH - North Eryri / Ynys Mon",{"$f":"IF(round=1,INDEX(lst_baseline,MATCH(Interconnections!$AI152,lst_WRZ_sorted,0),1),SUMIFS('All interconnections'!$AJ$7:$AJ$4022,'All interconnections'!$AG$7:$AG$4022,$AI152,'All interconnections'!$AF$7:$AF$4022,(round-1)))","v":0},0,0,{"$f":"IF(round=1,IFERROR(INDEX($P$48:$P$201,MATCH(Interconnections!$AI152,$L$48:$L$201,0),1),),SUMIFS('All interconnections'!$AM$7:$AM$4022,'All interconnections'!$AG$7:$AG$4022,$AI152,'All interconnections'!$AF$7:$AF$4022,(round-1)))","v":0},0,0]
[null,null,1,106,0,0,{"$f":"IF($E153=0,,IF(round=1,INDEX(lst_baseline,MATCH(E153,WRZID,0)),SUMIFS('All interconnections'!$AJ$7:$AJ$4022,'All interconnections'!$AF$7:$AF$4022,(round-1),'All interconnections'!$AG$7:$AG$4022,Interconnections!$F153)))","v":0},{"$f":"IFERROR(INDEX('Incremental AISC'!$E$9:$E$32,MATCH(E153,'Incremental AISC'!$D$9:$D$32,0),1),)","v":0},0,0,0,0,0,{"$f":"IF($K153=0,,IF('Control Panel'!$H$58,INDEX(lst_WAFU,$K153),0))","v":0},0,{"$f":"IF((round=1),M153+O153,SUMIFS('All interconnections'!$AM$7:$AM$4022, 'All interconnections'!$AF$7:$AF$4022,(round-1),'All interconnections'!$AG$7:$AG$4022,$L153))","v":0},0,0,0,0,0,0,0,{"$f":"IF(W153=0,,INDEX('Interconnector costs'!$D$9:$D$21,MATCH($W153,'Interconnector costs'!$C$9:$C$21,1),1))","v":0},0,0,0,{"$f":"IF(((W153*AA153*NPV!$D$15*conversion_factor)/1000000)<1,,(W153*AA153*NPV!$D$15*conversion_factor)/1000000)","v":0},0,0,0,0,null,1,"WSH - Pembrokeshire",{"$f":"IF(round=1,INDEX(lst_baseline,MATCH(Interconnections!$AI153,lst_WRZ_sorted,0),1),SUMIFS('All interconnections'!$AJ$7:$AJ$4022,'All interconnections'!$AG$7:$AG$4022,$AI153,'All interconnections'!$AF$7:$AF$4022,(round-1)))","v":0},0,0,{"$f":"IF(round=1,IFERROR(INDEX($P$48:$P$201,MATCH(Interconnections!$AI153,$L$48:$L$201,0),1),),SUMIFS('All interconnections'!$AM$7:$AM$4022,'All interconnections'!$AG$7:$AG$4022,$AI153,'All interconnections'!$AF$7:$AF$4022,(round-1)))","v":0},0,0]
[null,null,1,107,0,0,{"$f":"IF($E154=0,,IF(round=1,INDEX(lst_baseline,MATCH(E154,WRZID,0)),SUMIFS('All interconnections'!$AJ$7:$AJ$4022,'All interconnections'!$AF$7:$AF$4022,(round-1),'All interconnections'!$AG$7:$AG$4022,Interconnections!$F154)))","v":0},{"$f":"IFERROR(INDEX('Incremental AISC'!$E$9:$E$32,MATCH(E154,'Incremental AISC'!$D$9:$D$32,0),1),)","v":0},0,0,0,0,0,{"$f":"IF($K154=0,,IF('Control Panel'!$H$58,INDEX(lst_WAFU,$K154),0))","v":0},0,{"$f":"IF((round=1),M154+O154,SUMIFS('All interconnections'!$AM$7:$AM$4022, 'All interconnections'!$AF$7:$AF$4022,(round-1),'All interconnections'!$AG$7:$AG$4022,$L154))","v":0},0,0,0,0,0,0,0,{"$f":"IF(W154=0,,INDEX('Interconnector costs'!$D$9:$D$21,MATCH($W154,'Interconnector costs'!$C$9:$C$21,1),1))","v":0},0,0,0,{"$f":"IF(((W154*AA154*NPV!$D$15*conversion_factor)/1000000)<1,,(W154*AA154*NPV!$D$15*conversion_factor)/1000000)","v":0},0,0,0,0,null,1,"WSH - Pilleth",{"$f":"IF(round=1,INDEX(lst_baseline,MATCH(Interconnections!$AI154,lst_WRZ_sorted,0),1),SUMIFS('All interconnections'!$AJ$7:$AJ$4022,'All interconnections'!$AG$7:$AG$4022,$AI154,'All interconnections'!$AF$7:$AF$4022,(round-1)))","v":0},0,0,{"$f":"IF(round=1,IFERROR(INDEX($P$48:$P$201,MATCH(Interconnections!$AI154,$L$48:$L$201,0),1),),SUMIFS('All interconnections'!$AM$7:$AM$4022,'All interconnections'!$AG$7:$AG$4022,$AI154,'All interconnections'!$AF$7:$AF$4022,(round-1)))","v":0},0,0]
[null,null,1,108,0,0,{"$f":"IF($E155=0,,IF(round=1,INDEX(lst_baseline,MATCH(E155,WRZID,0)),SUMIFS('All interconnections'!$AJ$7:$AJ$4022,'All interconnections'!$AF$7:$AF$4022,(round-1),'All interconnections'!$AG$7:$AG$4022,Interconnections!$F155)))","v":0},{"$f":"IFERROR(INDEX('Incremental AISC'!$E$9:$E$32,MATCH(E155,'Incremental AISC'!$D$9:$D$32,0),1),)","v":0},0,0,0,0,0,{"$f":"IF($K155=0,,IF('Control Panel'!$H$58,INDEX(lst_WAFU,$K155),0))","v":0},0,{"$f":"IF((round=1),M155+O155,SUMIFS('All interconnections'!$AM$7:$AM$4022, 'All interconnections'!$AF$7:$AF$4022,(round-1),'All interconnections'!$AG$7:$AG$4022,$L155))","v":0},0,0,0,0,0,0,0,{"$f":"IF(W155=0,,INDEX('Interconnector costs'!$D$9:$D$21,MATCH($W155,'Interconnector costs'!$C$9:$C$21,1),1))","v":0},0,0,0,{"$f":"IF(((W155*AA155*NPV!$D$15*conversion_factor)/1000000)<1,,(W155*AA155*NPV!$D$15*conversion_factor)/1000000)","v":0},0,0,0,0,null,1,"WSH - Ross-on-Wye",{"$f":"IF(round=1,INDEX(lst_baseline,MATCH(Interconnections!$AI155,lst_WRZ_sorted,0),1),SUMIFS('All interconnections'!$AJ$7:$AJ$4022,'All interconnections'!$AG$7:$AG$4022,$AI155,'All interconnections'!$AF$7:$AF$4022,(round-1)))","v":0},0,0,{"$f":"IF(round=1,IFERROR(INDEX($P$48:$P$201,MATCH(Interconnections!$AI155,$L$48:$L$201,0),1),),SUMIFS('All interconnections'!$AM$7:$AM$4022,'All interconnections'!$AG$7:$AG$4022,$AI155,'All interconnections'!$AF$7:$AF$4022,(round-1)))","v":0},0,0]
[null,null,1,109,0,0,{"$f":"IF($E156=0,,IF(round=1,INDEX(lst_baseline,MATCH(E156,WRZID,0)),SUMIFS('All interconnections'!$AJ$7:$AJ$4022,'All interconnections'!$AF$7:$AF$4022,(round-1),'All interconnections'!$AG$7:$AG$4022,Interconnections!$F156)))","v":0},{"$f":"IFERROR(INDEX('Incremental AISC'!$E$9:$E$32,MATCH(E156,'Incremental AISC'!$D$9:$D$32,0),1),)","v":0},0,0,0,0,0,{"$f":"IF($K156=0,,IF('Control Panel'!$H$58,INDEX(lst_WAFU,$K156),0))","v":0},0,{"$f":"IF((round=1),M156+O156,SUMIFS('All interconnections'!$AM$7:$AM$4022, 'All interconnections'!$AF$7:$AF$4022,(round-1),'All interconnections'!$AG$7:$AG$4022,$L156))","v":0},0,0,0,0,0,0,0,{"$f":"IF(W156=0,,INDEX('Interconnector costs'!$D$9:$D$21,MATCH($W156,'Interconnector costs'!$C$9:$C$21,1),1))","v":0},0,0,0,{"$f":"IF(((W156*AA156*NPV!$D$15*conversion_factor)/1000000)<1,,(W156*AA156*NPV!$D$15*conversion_factor)/1000000)","v":0},0,0,0,0,null,1,"WSH - SE Wales C.U. System",{"$f":"IF(round=1,INDEX(lst_baseline,MATCH(Interconnections!$AI156,lst_WRZ_sorted,0),1),SUMIFS('All interconnections'!$AJ$7:$AJ$4022,'All interconnections'!$AG$7:$AG$4022,$AI156,'All interconnections'!$AF$7:$AF$4022,(round-1)))","v":0},0,0,{"$f":"IF(round=1,IFERROR(INDEX($P$48:$P$201,MATCH(Interconnections!$AI156,$L$48:$L$201,0),1),),SUMIFS('All interconnections'!$AM$7:$AM$4022,'All interconnections'!$AG$7:$AG$4022,$AI156,'All interconnections'!$AF$7:$AF$4022,(round-1)))","v":0},0,0]
[null,null,1,110,0,0,{"$f":"IF($E157=0,,IF(round=1,INDEX(lst_baseline,MATCH(E157,WRZID,0)),SUMIFS('All interconnections'!$AJ$7:$AJ$4022,'All interconnections'!$AF$7:$AF$4022,(round-1),'All interconnections'!$AG$7:$AG$4022,Interconnections!$F157)))","v":0},{"$f":"IFERROR(INDEX('Incremental AISC'!$E$9:$E$32,MATCH(E157,'Incremental AISC'!$D$9:$D$32,0),1),)","v":0},0,0,0,0,0,{"$f":"IF($K157=0,,IF('Control Panel'!$H$58,INDEX(lst_WAFU,$K157),0))","v":0},0,{"$f":"IF((round=1),M157+O157,SUMIFS('All interconnections'!$AM$7:$AM$4022, 'All interconnections'!$AF$7:$AF$4022,(round-1),'All interconnections'!$AG$7:$AG$4022,$L157))","v":0},0,0,0,0,0,0,0,{"$f":"IF(W157=0,,INDEX('Interconnector costs'!$D$9:$D$21,MATCH($W157,'Interconnector costs'!$C$9:$C$21,1),1))","v":0},0,0,0,{"$f":"IF(((W157*AA157*NPV!$D$15*conversion_factor)/1000000)<1,,(W157*AA157*NPV!$D$15*conversion_factor)/1000000)","v":0},0,0,0,0,null,1,"WSH - South Meirionydd",{"$f":"IF(round=1,INDEX(lst_baseline,MATCH(Interconnections!$AI157,lst_WRZ_sorted,0),1),SUMIFS('All interconnections'!$AJ$7:$AJ$4022,'All interconnections'!$AG$7:$AG$4022,$AI157,'All interconnections'!$AF$7:$AF$4022,(round-1)))","v":0},0,0,{"$f":"IF(round=1,IFERROR(INDEX($P$48:$P$201,MATCH(Interconnections!$AI157,$L$48:$L$201,0),1),),SUMIFS('All interconnections'!$AM$7:$AM$4022,'All interconnections'!$AG$7:$AG$4022,$AI157,'All interconnections'!$AF$7:$AF$4022,(round-1)))","v":0},0,{"$f":"AM157+AN157","v":0}]
[null,null,1,111,0,0,{"$f":"IF($E158=0,,IF(round=1,INDEX(lst_baseline,MATCH(E158,WRZID,0)),SUMIFS('All interconnections'!$AJ$7:$AJ$4022,'All interconnections'!$AF$7:$AF$4022,(round-1),'All interconnections'!$AG$7:$AG$4022,Interconnections!$F158)))","v":0},{"$f":"IFERROR(INDEX('Incremental AISC'!$E$9:$E$32,MATCH(E158,'Incremental AISC'!$D$9:$D$32,0),1),)","v":0},0,0,0,0,0,{"$f":"IF($K158=0,,IF('Control Panel'!$H$58,INDEX(lst_WAFU,$K158),0))","v":0},0,{"$f":"IF((round=1),M158+O158,SUMIFS('All interconnections'!$AM$7:$AM$4022, 'All interconnections'!$AF$7:$AF$4022,(round-1),'All interconnections'!$AG$7:$AG$4022,$L158))","v":0},0,0,0,0,0,0,0,{"$f":"IF(W158=0,,INDEX('Interconnector costs'!$D$9:$D$21,MATCH($W158,'Interconnector costs'!$C$9:$C$21,1),1))","v":0},0,0,0,{"$f":"IF(((W158*AA158*NPV!$D$15*conversion_factor)/1000000)<1,,(W158*AA158*NPV!$D$15*conversion_factor)/1000000)","v":0},0,0,0,0,null,1,"WSH - Tywi C.U. System",{"$f":"IF(round=1,INDEX(lst_baseline,MATCH(Interconnections!$AI158,lst_WRZ_sorted,0),1),SUMIFS('All interconnections'!$AJ$7:$AJ$4022,'All interconnections'!$AG$7:$AG$4022,$AI158,'All interconnections'!$AF$7:$AF$4022,(round-1)))","v":0},0,0,{"$f":"IF(round=1,IFERROR(INDEX($P$48:$P$201,MATCH(Interconnections!$AI158,$L$48:$L$201,0),1),),SUMIFS('All interconnections'!$AM$7:$AM$4022,'All interconnections'!$AG$7:$AG$4022,$AI158,'All interconnections'!$AF$7:$AF$4022,(round-1)))","v":0},0,0]
[null,null,1,112,0,0,{"$f":"IF($E159=0,,IF(round=1,INDEX(lst_baseline,MATCH(E159,WRZID,0)),SUMIFS('All interconnections'!$AJ$7:$AJ$4022,'All interconnections'!$AF$7:$AF$4022,(round-1),'All interconnections'!$AG$7:$AG$4022,Interconnections!$F159)))","v":0},{"$f":"IFERROR(INDEX('Incremental AISC'!$E$9:$E$32,MATCH(E159,'Incremental AISC'!$D$9:$D$32,0),1),)","v":0},0,0,0,0,0,{"$f":"IF($K159=0,,IF('Control Panel'!$H$58,INDEX(lst_WAFU,$K159),0))","v":0},0,{"$f":"IF((round=1),M159+O159,SUMIFS('All interconnections'!$AM$7:$AM$4022, 'All interconnections'!$AF$7:$AF$4022,(round-1),'All interconnections'!$AG$7:$AG$4022,$L159))","v":0},0,0,0,0,0,0,0,{"$f":"IF(W159=0,,INDEX('Interconnector costs'!$D$9:$D$21,MATCH($W159,'Interconnector costs'!$C$9:$C$21,1),1))","v":0},0,0,0,{"$f":"IF(((W159*AA159*NPV!$D$15*conversion_factor)/1000000)<1,,(W159*AA159*NPV!$D$15*conversion_factor)/1000000)","v":0},0,0,0,0,null,1,"WSH - Tywyn / Aberdyfi",{"$f":"IF(round=1,INDEX(lst_baseline,MATCH(Interconnections!$AI159,lst_WRZ_sorted,0),1),SUMIFS('All interconnections'!$AJ$7:$AJ$4022,'All interconnections'!$AG$7:$AG$4022,$AI159,'All interconnections'!$AF$7:$AF$4022,(round-1)))","v":0},0,0,{"$f":"IF(round=1,IFERROR(INDEX($P$48:$P$201,MATCH(Interconnections!$AI159,$L$48:$L$201,0),1),),SUMIFS('All interconnections'!$AM$7:$AM$4022,'All interconnections'!$AG$7:$AG$4022,$AI159,'All interconnections'!$AF$7:$AF$4022,(round-1)))","v":0},0,0]
[null,null,1,113,0,0,{"$f":"IF($E160=0,,IF(round=1,INDEX(lst_baseline,MATCH(E160,WRZID,0)),SUMIFS('All interconnections'!$AJ$7:$AJ$4022,'All interconnections'!$AF$7:$AF$4022,(round-1),'All interconnections'!$AG$7:$AG$4022,Interconnections!$F160)))","v":0},{"$f":"IFERROR(INDEX('Incremental AISC'!$E$9:$E$32,MATCH(E160,'Incremental AISC'!$D$9:$D$32,0),1),)","v":0},0,0,0,0,0,{"$f":"IF($K160=0,,IF('Control Panel'!$H$58,INDEX(lst_WAFU,$K160),0))","v":0},0,{"$f":"IF((round=1),M160+O160,SUMIFS('All interconnections'!$AM$7:$AM$4022, 'All interconnections'!$AF$7:$AF$4022,(round-1),'All interconnections'!$AG$7:$AG$4022,$L160))","v":0},0,0,0,0,0,0,0,{"$f":"IF(W160=0,,INDEX('Interconnector costs'!$D$9:$D$21,MATCH($W160,'Interconnector costs'!$C$9:$C$21,1),1))","v":0},0,0,0,{"$f":"IF(((W160*AA160*NPV!$D$15*conversion_factor)/1000000)<1,,(W160*AA160*NPV!$D$15*conversion_factor)/1000000)","v":0},0,0,0,0,null,1,"WSH - Vowchurch",{"$f":"IF(round=1,INDEX(lst_baseline,MATCH(Interconnections!$AI160,lst_WRZ_sorted,0),1),SUMIFS('All interconnections'!$AJ$7:$AJ$4022,'All interconnections'!$AG$7:$AG$4022,$AI160,'All interconnections'!$AF$7:$AF$4022,(round-1)))","v":0},0,0,{"$f":"IF(round=1,IFERROR(INDEX($P$48:$P$201,MATCH(Interconnections!$AI160,$L$48:$L$201,0),1),),SUMIFS('All interconnections'!$AM$7:$AM$4022,'All interconnections'!$AG$7:$AG$4022,$AI160,'All interconnections'!$AF$7:$AF$4022,(round-1)))","v":0},0,0]
[null,null,1,114,0,0,{"$f":"IF($E161=0,,IF(round=1,INDEX(lst_baseline,MATCH(E161,WRZID,0)),SUMIFS('All interconnections'!$AJ$7:$AJ$4022,'All interconnections'!$AF$7:$AF$4022,(round-1),'All interconnections'!$AG$7:$AG$4022,Interconnections!$F161)))","v":0},{"$f":"IFERROR(INDEX('Incremental AISC'!$E$9:$E$32,MATCH(E161,'Incremental AISC'!$D$9:$D$32,0),1),)","v":0},0,0,0,0,0,{"$f":"IF($K161=0,,IF('Control Panel'!$H$58,INDEX(lst_WAFU,$K161),0))","v":0},0,{"$f":"IF((round=1),M161+O161,SUMIFS('All interconnections'!$AM$7:$AM$4022, 'All interconnections'!$AF$7:$AF$4022,(round-1),'All interconnections'!$AG$7:$AG$4022,$L161))","v":0},0,0,0,0,0,0,0,{"$f":"IF(W161=0,,INDEX('Interconnector costs'!$D$9:$D$21,MATCH($W161,'Interconnector costs'!$C$9:$C$21,1),1))","v":0},0,0,0,{"$f":"IF(((W161*AA161*NPV!$D$15*conversion_factor)/1000000)<1,,(W161*AA161*NPV!$D$15*conversion_factor)/1000000)","v":0},0,0,0,0,null,1,"WSH - Whitbourne",{"$f":"IF(round=1,INDEX(lst_baseline,MATCH(Interconnections!$AI161,lst_WRZ_sorted,0),1),SUMIFS('All interconnections'!$AJ$7:$AJ$4022,'All interconnections'!$AG$7:$AG$4022,$AI161,'All interconnections'!$AF$7:$AF$4022,(round-1)))","v":0},0,0,{"$f":"IF(round=1,IFERROR(INDEX($P$48:$P$201,MATCH(Interconnections!$AI161,$L$48:$L$201,0),1),),SUMIFS('All interconnections'!$AM$7:$AM$4022,'All interconnections'!$AG$7:$AG$4022,$AI161,'All interconnections'!$AF$7:$AF$4022,(round-1)))","v":0},0,0]
[null,null,1,115,0,0,{"$f":"IF($E162=0,,IF(round=1,INDEX(lst_baseline,MATCH(E162,WRZID,0)),SUMIFS('All interconnections'!$AJ$7:$AJ$4022,'All interconnections'!$AF$7:$AF$4022,(round-1),'All interconnections'!$AG$7:$AG$4022,Interconnections!$F162)))","v":0},{"$f":"IFERROR(INDEX('Incremental AISC'!$E$9:$E$32,MATCH(E162,'Incremental AISC'!$D$9:$D$32,0),1),)","v":0},0,0,0,0,0,{"$f":"IF($K162=0,,IF('Control Panel'!$H$58,INDEX(lst_WAFU,$K162),0))","v":0},0,{"$f":"IF((round=1),M162+O162,SUMIFS('All interconnections'!$AM$7:$AM$4022, 'All interconnections'!$AF$7:$AF$4022,(round-1),'All interconnections'!$AG$7:$AG$4022,$L162))","v":0},0,0,0,0,0,0,0,{"$f":"IF(W162=0,,INDEX('Interconnector costs'!$D$9:$D$21,MATCH($W162,'Interconnector costs'!$C$9:$C$21,1),1))","v":0},0,0,0,{"$f":"IF(((W162*AA162*NPV!$D$15*conversion_factor)/1000000)<1,,(W162*AA162*NPV!$D$15*conversion_factor)/1000000)","v":0},0,0,0,0,null,1,"WSX - Companywide (WW)",{"$f":"IF(round=1,INDEX(lst_baseline,MATCH(Interconnections!$AI162,lst_WRZ_sorted,0),1),SUMIFS('All interconnections'!$AJ$7:$AJ$4022,'All interconnections'!$AG$7:$AG$4022,$AI162,'All interconnections'!$AF$7:$AF$4022,(round-1)))","v":0},0,0,{"$f":"IF(round=1,IFERROR(INDEX($P$48:$P$201,MATCH(Interconnections!$AI162,$L$48:$L$201,0),1),),SUMIFS('All interconnections'!$AM$7:$AM$4022,'All interconnections'!$AG$7:$AG$4022,$AI162,'All interconnections'!$AF$7:$AF$4022,(round-1)))","v":0},0,0]
[null,null,1,116,0,0,{"$f":"IF($E163=0,,IF(round=1,INDEX(lst_baseline,MATCH(E163,WRZID,0)),SUMIFS('All interconnections'!$AJ$7:$AJ$4022,'All interconnections'!$AF$7:$AF$4022,(round-1),'All interconnections'!$AG$7:$AG$4022,Interconnections!$F163)))","v":0},{"$f":"IFERROR(INDEX('Incremental AISC'!$E$9:$E$32,MATCH(E163,'Incremental AISC'!$D$9:$D$32,0),1),)","v":0},0,0,0,0,0,{"$f":"IF($K163=0,,IF('Control Panel'!$H$58,INDEX(lst_WAFU,$K163),0))","v":0},0,{"$f":"IF((round=1),M163+O163,SUMIFS('All interconnections'!$AM$7:$AM$4022, 'All interconnections'!$AF$7:$AF$4022,(round-1),'All interconnections'!$AG$7:$AG$4022,$L163))","v":0},0,0,0,0,0,0,0,{"$f":"IF(W163=0,,INDEX('Interconnector costs'!$D$9:$D$21,MATCH($W163,'Interconnector costs'!$C$9:$C$21,1),1))","v":0},0,0,0,{"$f":"IF(((W163*AA163*NPV!$D$15*conversion_factor)/1000000)<1,,(W163*AA163*NPV!$D$15*conversion_factor)/1000000)","v":0},0,0,0,0,null,1,"YKY - East SWZ",{"$f":"IF(round=1,INDEX(lst_baseline,MATCH(Interconnections!$AI163,lst_WRZ_sorted,0),1),SUMIFS('All interconnections'!$AJ$7:$AJ$4022,'All interconnections'!$AG$7:$AG$4022,$AI163,'All interconnections'!$AF$7:$AF$4022,(round-1)))","v":0},0,0,{"$f":"IF(round=1,IFERROR(INDEX($P$48:$P$201,MATCH(Interconnections!$AI163,$L$48:$L$201,0),1),),SUMIFS('All interconnections'!$AM$7:$AM$4022,'All interconnections'!$AG$7:$AG$4022,$AI163,'All interconnections'!$AF$7:$AF$4022,(round-1)))","v":0},0,0]
[null,null,1,117,{"$f":"INDEX(lst_import_IDs,D164,1)","v":0},0,{"$f":"IF($E164=0,,IF(round=1,INDEX(lst_baseline,MATCH(E164,WRZID,0)),SUMIFS('All interconnections'!$AJ$7:$AJ$4022,'All interconnections'!$AF$7:$AF$4022,(round-1),'All interconnections'!$AG$7:$AG$4022,Interconnections!$F164)))","v":0},{"$f":"IFERROR(INDEX('Incremental AISC'!$E$9:$E$32,MATCH(E164,'Incremental AISC'!$D$9:$D$32,0),1),)","v":0},0,0,{"$f":"INDEX(lst_export_IDs,D164,1)","v":0},0,0,{"$f":"IF($K164=0,,IF('Control Panel'!$H$58,INDEX(lst_WAFU,$K164),0))","v":0},0,{"$f":"IF((round=1),M164+O164,SUMIFS('All interconnections'!$AM$7:$AM$4022, 'All interconnections'!$AF$7:$AF$4022,(round-1),'All interconnections'!$AG$7:$AG$4022,$L164))","v":0},0,{"$f":"IF(AND(O164>0,P164>0),INDEX(lst_WAFU_cost,opt_WAFU_cost,1),)","v":0},0,0,0,{"$f":"IF(P164=0,,(ACOS(SIN(RADIANS(J164))*SIN(RADIANS(U164))+COS(RADIANS(J164))*COS(RADIANS(U164))*COS(RADIANS(I164)-RADIANS(T164)))*6371)*INDEX(lst_pipeline_length,opt_pipeline_length))","v":0},{"$f":"MIN(ABS(G164),P164)","v":0},{"$f":"IF(W164=0,,INDEX('Interconnector costs'!$D$9:$D$21,MATCH($W164,'Interconnector costs'!$C$9:$C$21,1),1))","v":0},{"$f":"(X164*V164)","v":0},{"$f":"IF(OR(W164=0,H164-S164-Y164<0),,H164-S164-Y164)","v":0},{"$f":"IF(W164<INDEX(lst_interconnection_threshold,opt_interconnection_threshold,1),,Z164)","v":0},{"$f":"IF(((W164*AA164*NPV!$D$15*conversion_factor)/1000000)<1,,(W164*AA164*NPV!$D$15*conversion_factor)/1000000)","v":0},0,{"$f":"IF(AC164=1,IF(ABS(G164)<=P164,ABS(G164),P164),)","v":0},{"$f":"IF(AC164=1,G164+AD164,)","v":0},{"$f":"IF(AC164=1,P164-AD164,)","v":0},null,{"$f":"C164","v":1},{"$f":"INDEX(lst_WRZ_sorted,D164,1)","v":"YKY - Grid"},{"$f":"IF(round=1,INDEX(lst_baseline,MATCH(Interconnections!$AI164,lst_WRZ_sorted,0),1),SUMIFS('All interconnections'!$AJ$7:$AJ$4022,'All interconnections'!$AG$7:$AG$4022,$AI164,'All interconnections'!$AF$7:$AF$4022,(round-1)))","v":0},0,{"$f":"AJ164+AK164","v":0},{"$f":"IF(round=1,IFERROR(INDEX($P$48:$P$201,MATCH(Interconnections!$AI164,$L$48:$L$201,0),1),),SUMIFS('All interconnections'!$AM$7:$AM$4022,'All interconnections'!$AG$7:$AG$4022,$AI164,'All interconnections'!$AF$7:$AF$4022,(round-1)))","v":0},0,{"$f":"AM164+AN164","v":0}]
[null,null,1,118,{"$f":"INDEX(lst_import_IDs,D165,1)","v":0},0,{"$f":"IF($E165=0,,IF(round=1,INDEX(lst_baseline,MATCH(E165,WRZID,0)),SUMIFS('All interconnections'!$AJ$7:$AJ$4022,'All interconnections'!$AF$7:$AF$4022,(round-1),'All interconnections'!$AG$7:$AG$4022,Interconnections!$F165)))","v":0},{"$f":"IFERROR(INDEX('Incremental AISC'!$E$9:$E$32,MATCH(E165,'Incremental AISC'!$D$9:$D$32,0),1),)","v":0},0,0,{"$f":"INDEX(lst_export_IDs,D165,1)","v":0},0,{"$f":"IF($K165=0,,INDEX(lst_baseline,MATCH(K165,WRZID,0)))","v":0},{"$f":"IF($K165=0,,IF('Control Panel'!$H$58,INDEX(lst_WAFU,$K165),0))","v":0},0,{"$f":"IF((round=1),M165+O165,SUMIFS('All interconnections'!$AM$7:$AM$4022, 'All interconnections'!$AF$7:$AF$4022,(round-1),'All interconnections'!$AG$7:$AG$4022,$L165))","v":0},0,{"$f":"IF(AND(O165>0,P165>0),INDEX(lst_WAFU_cost,opt_WAFU_cost,1),)","v":0},{"$f":"IF(R165=0,Q165,((M165*Q165)+(O165*R165))/(M165+O165))","v":0},0,0,{"$f":"IF(P165=0,,(ACOS(SIN(RADIANS(J165))*SIN(RADIANS(U165))+COS(RADIANS(J165))*COS(RADIANS(U165))*COS(RADIANS(I165)-RADIANS(T165)))*6371)*INDEX(lst_pipeline_length,opt_pipeline_length))","v":0},{"$f":"MIN(ABS(G165),P165)","v":0},{"$f":"IF(W165=0,,INDEX('Interconnector costs'!$D$9:$D$21,MATCH($W165,'Interconnector costs'!$C$9:$C$21,1),1))","v":0},{"$f":"(X165*V165)","v":0},{"$f":"IF(OR(W165=0,H165-S165-Y165<0),,H165-S165-Y165)","v":0},{"$f":"IF(W165<INDEX(lst_interconnection_threshold,opt_interconnection_threshold,1),,Z165)","v":0},{"$f":"IF(((W165*AA165*NPV!$D$15*conversion_factor)/1000000)<1,,(W165*AA165*NPV!$D$15*conversion_factor)/1000000)","v":0},0,{"$f":"IF(AC165=1,IF(ABS(G165)<=P165,ABS(G165),P165),)","v":0},{"$f":"IF(AC165=1,G165+AD165,)","v":0},{"$f":"IF(AC165=1,P165-AD165,)","v":0}]
[null,null,1,119,0,0,{"$f":"IF($E166=0,,IF(round=1,INDEX(lst_baseline,MATCH(E166,WRZID,0)),SUMIFS('All interconnections'!$AJ$7:$AJ$4022,'All interconnections'!$AF$7:$AF$4022,(round-1),'All interconnections'!$AG$7:$AG$4022,Interconnections!$F166)))","v":0},{"$f":"IFERROR(INDEX('Incremental AISC'!$E$9:$E$32,MATCH(E166,'Incremental AISC'!$D$9:$D$32,0),1),)","v":0},0,0,0,0,0,{"$f":"IF($K166=0,,IF('Control Panel'!$H$58,INDEX(lst_WAFU,$K166),0))","v":0},0,{"$f":"IF((round=1),M166+O166,SUMIFS('All interconnections'!$AM$7:$AM$4022, 'All interconnections'!$AF$7:$AF$4022,(round-1),'All interconnections'!$AG$7:$AG$4022,$L166))","v":0},0,0,0,0,0,0,0,{"$f":"IF(W166=0,,INDEX('Interconnector costs'!$D$9:$D$21,MATCH($W166,'Interconnector costs'!$C$9:$C$21,1),1))","v":0},0,0,0,{"$f":"IF(((W166*AA166*NPV!$D$15*conversion_factor)/1000000)<1,,(W166*AA166*NPV!$D$15*conversion_factor)/1000000)","v":0},0,0,0,0]
[null,null,1,120,0,0,{"$f":"IF($E167=0,,IF(round=1,INDEX(lst_baseline,MATCH(E167,WRZID,0)),SUMIFS('All interconnections'!$AJ$7:$AJ$4022,'All interconnections'!$AF$7:$AF$4022,(round-1),'All interconnections'!$AG$7:$AG$4022,Interconnections!$F167)))","v":0},{"$f":"IFERROR(INDEX('Incremental AISC'!$E$9:$E$32,MATCH(E167,'Incremental AISC'!$D$9:$D$32,0),1),)","v":0},0,0,0,0,0,{"$f":"IF($K167=0,,IF('Control Panel'!$H$58,INDEX(lst_WAFU,$K167),0))","v":0},0,{"$f":"IF((round=1),M167+O167,SUMIFS('All interconnections'!$AM$7:$AM$4022, 'All interconnections'!$AF$7:$AF$4022,(round-1),'All interconnections'!$AG$7:$AG$4022,$L167))","v":0},0,0,0,0,0,0,0,{"$f":"IF(W167=0,,INDEX('Interconnector costs'!$D$9:$D$21,MATCH($W167,'Interconnector costs'!$C$9:$C$21,1),1))","v":0},0,0,0,{"$f":"IF(((W167*AA167*NPV!$D$15*conversion_factor)/1000000)<1,,(W167*AA167*NPV!$D$15*conversion_factor)/1000000)","v":0},0,0,0,0]
[null,null,1,121,0,0,{"$f":"IF($E168=0,,IF(round=1,INDEX(lst_baseline,MATCH(E168,WRZID,0)),SUMIFS('All interconnections'!$AJ$7:$AJ$4022,'All interconnections'!$AF$7:$AF$4022,(round-1),'All interconnections'!$AG$7:$AG$4022,Interconnections!$F168)))","v":0},{"$f":"IFERROR(INDEX('Incremental AISC'!$E$9:$E$32,MATCH(E168,'Incremental AISC'!$D$9:$D$32,0),1),)","v":0},0,0,0,0,0,{"$f":"IF($K168=0,,IF('Control Panel'!$H$58,INDEX(lst_WAFU,$K168),0))","v":0},0,{"$f":"IF((round=1),M168+O168,SUMIFS('All interconnections'!$AM$7:$AM$4022, 'All interconnections'!$AF$7:$AF$4022,(round-1),'All interconnections'!$AG$7:$AG$4022,$L168))","v":0},0,0,0,0,0,0,0,{"$f":"IF(W168=0,,INDEX('Interconnector costs'!$D$9:$D$21,MATCH($W168,'Interconnector costs'!$C$9:$C$21,1),1))","v":0},0,0,0,{"$f":"IF(((W168*AA168*NPV!$D$15*conversion_factor)/1000000)<1,,(W168*AA168*NPV!$D$15*conversion_factor)/1000000)","v":0},0,0,0,0]
[null,null,1,122,0,0,{"$f":"IF($E169=0,,IF(round=1,INDEX(lst_baseline,MATCH(E169,WRZID,0)),SUMIFS('All interconnections'!$AJ$7:$AJ$4022,'All interconnections'!$AF$7:$AF$4022,(round-1),'All interconnections'!$AG$7:$AG$4022,Interconnections!$F169)))","v":0},{"$f":"IFERROR(INDEX('Incremental AISC'!$E$9:$E$32,MATCH(E169,'Incremental AISC'!$D$9:$D$32,0),1),)","v":0},0,0,0,0,0,{"$f":"IF($K169=0,,IF('Control Panel'!$H$58,INDEX(lst_WAFU,$K169),0))","v":0},0,{"$f":"IF((round=1),M169+O169,SUMIFS('All interconnections'!$AM$7:$AM$4022, 'All interconnections'!$AF$7:$AF$4022,(round-1),'All interconnections'!$AG$7:$AG$4022,$L169))","v":0},0,0,0,0,0,0,0,{"$f":"IF(W169=0,,INDEX('Interconnector costs'!$D$9:$D$21,MATCH($W169,'Interconnector costs'!$C$9:$C$21,1),1))","v":0},0,0,0,{"$f":"IF(((W169*AA169*NPV!$D$15*conversion_factor)/1000000)<1,,(W169*AA169*NPV!$D$15*conversion_factor)/1000000)","v":0},0,0,0,0]
[null,null,1,123,0,0,{"$f":"IF($E170=0,,IF(round=1,INDEX(lst_baseline,MATCH(E170,WRZID,0)),SUMIFS('All interconnections'!$AJ$7:$AJ$4022,'All interconnections'!$AF$7:$AF$4022,(round-1),'All interconnections'!$AG$7:$AG$4022,Interconnections!$F170)))","v":0},{"$f":"IFERROR(INDEX('Incremental AISC'!$E$9:$E$32,MATCH(E170,'Incremental AISC'!$D$9:$D$32,0),1),)","v":0},0,0,0,0,0,{"$f":"IF($K170=0,,IF('Control Panel'!$H$58,INDEX(lst_WAFU,$K170),0))","v":0},0,{"$f":"IF((round=1),M170+O170,SUMIFS('All interconnections'!$AM$7:$AM$4022, 'All interconnections'!$AF$7:$AF$4022,(round-1),'All interconnections'!$AG$7:$AG$4022,$L170))","v":0},0,0,0,0,0,0,0,{"$f":"IF(W170=0,,INDEX('Interconnector costs'!$D$9:$D$21,MATCH($W170,'Interconnector costs'!$C$9:$C$21,1),1))","v":0},0,0,0,{"$f":"IF(((W170*AA170*NPV!$D$15*conversion_factor)/1000000)<1,,(W170*AA170*NPV!$D$15*conversion_factor)/1000000)","v":0},0,0,0,0]
[null,null,1,124,0,0,{"$f":"IF($E171=0,,IF(round=1,INDEX(lst_baseline,MATCH(E171,WRZID,0)),SUMIFS('All interconnections'!$AJ$7:$AJ$4022,'All interconnections'!$AF$7:$AF$4022,(round-1),'All interconnections'!$AG$7:$AG$4022,Interconnections!$F171)))","v":0},{"$f":"IFERROR(INDEX('Incremental AISC'!$E$9:$E$32,MATCH(E171,'Incremental AISC'!$D$9:$D$32,0),1),)","v":0},0,0,0,0,0,{"$f":"IF($K171=0,,IF('Control Panel'!$H$58,INDEX(lst_WAFU,$K171),0))","v":0},0,{"$f":"IF((round=1),M171+O171,SUMIFS('All interconnections'!$AM$7:$AM$4022, 'All interconnections'!$AF$7:$AF$4022,(round-1),'All interconnections'!$AG$7:$AG$4022,$L171))","v":0},0,0,0,0,0,0,0,{"$f":"IF(W171=0,,INDEX('Interconnector costs'!$D$9:$D$21,MATCH($W171,'Interconnector costs'!$C$9:$C$21,1),1))","v":0},0,0,0,{"$f":"IF(((W171*AA171*NPV!$D$15*conversion_factor)/1000000)<1,,(W171*AA171*NPV!$D$15*conversion_factor)/1000000)","v":0},0,0,0,0]
[null,null,1,125,0,0,{"$f":"IF($E172=0,,IF(round=1,INDEX(lst_baseline,MATCH(E172,WRZID,0)),SUMIFS('All interconnections'!$AJ$7:$AJ$4022,'All interconnections'!$AF$7:$AF$4022,(round-1),'All interconnections'!$AG$7:$AG$4022,Interconnections!$F172)))","v":0},{"$f":"IFERROR(INDEX('Incremental AISC'!$E$9:$E$32,MATCH(E172,'Incremental AISC'!$D$9:$D$32,0),1),)","v":0},0,0,0,0,0,{"$f":"IF($K172=0,,IF('Control Panel'!$H$58,INDEX(lst_WAFU,$K172),0))","v":0},0,{"$f":"IF((round=1),M172+O172,SUMIFS('All interconnections'!$AM$7:$AM$4022, 'All interconnections'!$AF$7:$AF$4022,(round-1),'All interconnections'!$AG$7:$AG$4022,$L172))","v":0},0,0,0,0,0,0,0,{"$f":"IF(W172=0,,INDEX('Interconnector costs'!$D$9:$D$21,MATCH($W172,'Interconnector costs'!$C$9:$C$21,1),1))","v":0},0,0,0,{"$f":"IF(((W172*AA172*NPV!$D$15*conversion_factor)/1000000)<1,,(W172*AA172*NPV!$D$15*conversion_factor)/1000000)","v":0},0,0,0,0]
[null,null,1,126,0,0,{"$f":"IF($E173=0,,IF(round=1,INDEX(lst_baseline,MATCH(E173,WRZID,0)),SUMIFS('All interconnections'!$AJ$7:$AJ$4022,'All interconnections'!$AF$7:$AF$4022,(round-1),'All interconnections'!$AG$7:$AG$4022,Interconnections!$F173)))","v":0},{"$f":"IFERROR(INDEX('Incremental AISC'!$E$9:$E$32,MATCH(E173,'Incremental AISC'!$D$9:$D$32,0),1),)","v":0},0,0,0,0,0,{"$f":"IF($K173=0,,IF('Control Panel'!$H$58,INDEX(lst_WAFU,$K173),0))","v":0},0,{"$f":"IF((round=1),M173+O173,SUMIFS('All interconnections'!$AM$7:$AM$4022, 'All interconnections'!$AF$7:$AF$4022,(round-1),'All interconnections'!$AG$7:$AG$4022,$L173))","v":0},0,0,0,0,0,0,0,{"$f":"IF(W173=0,,INDEX('Interconnector costs'!$D$9:$D$21,MATCH($W173,'Interconnector costs'!$C$9:$C$21,1),1))","v":0},0,0,0,{"$f":"IF(((W173*AA173*NPV!$D$15*conversion_factor)/1000000)<1,,(W173*AA173*NPV!$D$15*conversion_factor)/1000000)","v":0},0,0,0,0]
[null,null,1,127,0,0,{"$f":"IF($E174=0,,IF(round=1,INDEX(lst_baseline,MATCH(E174,WRZID,0)),SUMIFS('All interconnections'!$AJ$7:$AJ$4022,'All interconnections'!$AF$7:$AF$4022,(round-1),'All interconnections'!$AG$7:$AG$4022,Interconnections!$F174)))","v":0},{"$f":"IFERROR(INDEX('Incremental AISC'!$E$9:$E$32,MATCH(E174,'Incremental AISC'!$D$9:$D$32,0),1),)","v":0},0,0,0,0,0,{"$f":"IF($K174=0,,IF('Control Panel'!$H$58,INDEX(lst_WAFU,$K174),0))","v":0},0,{"$f":"IF((round=1),M174+O174,SUMIFS('All interconnections'!$AM$7:$AM$4022, 'All interconnections'!$AF$7:$AF$4022,(round-1),'All interconnections'!$AG$7:$AG$4022,$L174))","v":0},0,0,0,0,0,0,0,{"$f":"IF(W174=0,,INDEX('Interconnector costs'!$D$9:$D$21,MATCH($W174,'Interconnector costs'!$C$9:$C$21,1),1))","v":0},0,0,0,{"$f":"IF(((W174*AA174*NPV!$D$15*conversion_factor)/1000000)<1,,(W174*AA174*NPV!$D$15*conversion_factor)/1000000)","v":0},0,0,0,0]
[null,null,1,128,0,0,{"$f":"IF($E175=0,,IF(round=1,INDEX(lst_baseline,MATCH(E175,WRZID,0)),SUMIFS('All interconnections'!$AJ$7:$AJ$4022,'All interconnections'!$AF$7:$AF$4022,(round-1),'All interconnections'!$AG$7:$AG$4022,Interconnections!$F175)))","v":0},{"$f":"IFERROR(INDEX('Incremental AISC'!$E$9:$E$32,MATCH(E175,'Incremental AISC'!$D$9:$D$32,0),1),)","v":0},0,0,0,0,0,{"$f":"IF($K175=0,,IF('Control Panel'!$H$58,INDEX(lst_WAFU,$K175),0))","v":0},0,{"$f":"IF((round=1),M175+O175,SUMIFS('All interconnections'!$AM$7:$AM$4022, 'All interconnections'!$AF$7:$AF$4022,(round-1),'All interconnections'!$AG$7:$AG$4022,$L175))","v":0},0,0,0,0,0,0,0,{"$f":"IF(W175=0,,INDEX('Interconnector costs'!$D$9:$D$21,MATCH($W175,'Interconnector costs'!$C$9:$C$21,1),1))","v":0},0,0,0,{"$f":"IF(((W175*AA175*NPV!$D$15*conversion_factor)/1000000)<1,,(W175*AA175*NPV!$D$15*conversion_factor)/1000000)","v":0},0,0,0,0]
[null,null,1,129,0,{"$f":"IF($E176=0,,INDEX(lst_WRZ_sorted,$E176,1))","v":0},{"$f":"IF($E176=0,,IF(round=1,INDEX(lst_baseline,MATCH(E176,WRZID,0)),SUMIFS('All interconnections'!$AJ$7:$AJ$4022,'All interconnections'!$AF$7:$AF$4022,(round-1),'All interconnections'!$AG$7:$AG$4022,Interconnections!$F176)))","v":0},{"$f":"IFERROR(INDEX('Incremental AISC'!$E$9:$E$32,MATCH(E176,'Incremental AISC'!$D$9:$D$32,0),1),)","v":0},{"$f":"IF($E176=0,,INDEX(lst_cent_long,$E176))","v":0},{"$f":"IF($E176=0,,INDEX(lst_cent_lat,$E176))","v":0},0,{"$f":"IF($K176=0,,INDEX(lst_WRZ_sorted,$K176,1))","v":0},0,{"$f":"IF($K176=0,,IF('Control Panel'!$H$58,INDEX(lst_WAFU,$K176),0))","v":0},{"$f":"IF($M176<0,0,INDEX(lst_WAFU_size,opt_WAFU_size,1)*$N176)","v":0},{"$f":"IF((round=1),M176+O176,SUMIFS('All interconnections'!$AM$7:$AM$4022, 'All interconnections'!$AF$7:$AF$4022,(round-1),'All interconnections'!$AG$7:$AG$4022,$L176))","v":0},0,0,0,{"$f":"IF($K176=0,,INDEX(lst_cent_long,$K176))","v":0},{"$f":"IF($K176=0,,INDEX(lst_cent_lat,$K176))","v":0},0,0,{"$f":"IF(W176=0,,INDEX('Interconnector costs'!$D$9:$D$21,MATCH($W176,'Interconnector costs'!$C$9:$C$21,1),1))","v":0},0,0,0,{"$f":"IF(((W176*AA176*NPV!$D$15*conversion_factor)/1000000)<1,,(W176*AA176*NPV!$D$15*conversion_factor)/1000000)","v":0},{"$f":"IF(AB176=0,,RANK($AB176,$AB$48:$AB$201,0))","v":0},0,0,0]
[null,null,1,130,0,0,{"$f":"IF($E177=0,,IF(round=1,INDEX(lst_baseline,MATCH(E177,WRZID,0)),SUMIFS('All interconnections'!$AJ$7:$AJ$4022,'All interconnections'!$AF$7:$AF$4022,(round-1),'All interconnections'!$AG$7:$AG$4022,Interconnections!$F177)))","v":0},{"$f":"IFERROR(INDEX('Incremental AISC'!$E$9:$E$32,MATCH(E177,'Incremental AISC'!$D$9:$D$32,0),1),)","v":0},0,0,0,0,0,{"$f":"IF($K177=0,,IF('Control Panel'!$H$58,INDEX(lst_WAFU,$K177),0))","v":0},0,{"$f":"IF((round=1),M177+O177,SUMIFS('All interconnections'!$AM$7:$AM$4022, 'All interconnections'!$AF$7:$AF$4022,(round-1),'All interconnections'!$AG$7:$AG$4022,$L177))","v":0},0,0,0,0,0,0,0,{"$f":"IF(W177=0,,INDEX('Interconnector costs'!$D$9:$D$21,MATCH($W177,'Interconnector costs'!$C$9:$C$21,1),1))","v":0},0,0,0,{"$f":"IF(((W177*AA177*NPV!$D$15*conversion_factor)/1000000)<1,,(W177*AA177*NPV!$D$15*conversion_factor)/1000000)","v":0},0,0,0,0]
[null,null,{"$f":"C177","v":1},{"$f":"D177+1","v":131},0,0,{"$f":"IF($E178=0,,IF(round=1,INDEX(lst_baseline,MATCH(E178,WRZID,0)),SUMIFS('All interconnections'!$AJ$7:$AJ$4022,'All interconnections'!$AF$7:$AF$4022,(round-1),'All interconnections'!$AG$7:$AG$4022,Interconnections!$F178)))","v":0},{"$f":"IFERROR(INDEX('Incremental AISC'!$E$9:$E$32,MATCH(E178,'Incremental AISC'!$D$9:$D$32,0),1),)","v":0},0,0,0,0,0,{"$f":"IF($K178=0,,IF('Control Panel'!$H$58,INDEX(lst_WAFU,$K178),0))","v":0},0,{"$f":"IF((round=1),M178+O178,SUMIFS('All interconnections'!$AM$7:$AM$4022, 'All interconnections'!$AF$7:$AF$4022,(round-1),'All interconnections'!$AG$7:$AG$4022,$L178))","v":0},0,0,0,0,0,0,0,{"$f":"IF(W178=0,,INDEX('Interconnector costs'!$D$9:$D$21,MATCH($W178,'Interconnector costs'!$C$9:$C$21,1),1))","v":0},0,0,0,{"$f":"IF(((W178*AA178*NPV!$D$15*conversion_factor)/1000000)<1,,(W178*AA178*NPV!$D$15*conversion_factor)/1000000)","v":0},0,0,0,0]
[null,null,1,132,0,0,{"$f":"IF($E179=0,,IF(round=1,INDEX(lst_baseline,MATCH(E179,WRZID,0)),SUMIFS('All interconnections'!$AJ$7:$AJ$4022,'All interconnections'!$AF$7:$AF$4022,(round-1),'All interconnections'!$AG$7:$AG$4022,Interconnections!$F179)))","v":0},{"$f":"IFERROR(INDEX('Incremental AISC'!$E$9:$E$32,MATCH(E179,'Incremental AISC'!$D$9:$D$32,0),1),)","v":0},0,0,0,0,0,{"$f":"IF($K179=0,,IF('Control Panel'!$H$58,INDEX(lst_WAFU,$K179),0))","v":0},0,{"$f":"IF((round=1),M179+O179,SUMIFS('All interconnections'!$AM$7:$AM$4022, 'All interconnections'!$AF$7:$AF$4022,(round-1),'All interconnections'!$AG$7:$AG$4022,$L179))","v":0},0,0,0,0,0,0,0,{"$f":"IF(W179=0,,INDEX('Interconnector costs'!$D$9:$D$21,MATCH($W179,'Interconnector costs'!$C$9:$C$21,1),1))","v":0},0,0,0,{"$f":"IF(((W179*AA179*NPV!$D$15*conversion_factor)/1000000)<1,,(W179*AA179*NPV!$D$15*conversion_factor)/1000000)","v":0},0,0,0,0]
[null,null,1,133,0,0,{"$f":"IF($E180=0,,IF(round=1,INDEX(lst_baseline,MATCH(E180,WRZID,0)),SUMIFS('All interconnections'!$AJ$7:$AJ$4022,'All interconnections'!$AF$7:$AF$4022,(round-1),'All interconnections'!$AG$7:$AG$4022,Interconnections!$F180)))","v":0},{"$f":"IFERROR(INDEX('Incremental AISC'!$E$9:$E$32,MATCH(E180,'Incremental AISC'!$D$9:$D$32,0),1),)","v":0},0,0,0,0,0,{"$f":"IF($K180=0,,IF('Control Panel'!$H$58,INDEX(lst_WAFU,$K180),0))","v":0},0,{"$f":"IF((round=1),M180+O180,SUMIFS('All interconnections'!$AM$7:$AM$4022, 'All interconnections'!$AF$7:$AF$4022,(round-1),'All interconnections'!$AG$7:$AG$4022,$L180))","v":0},0,0,0,0,0,0,0,{"$f":"IF(W180=0,,INDEX('Interconnector costs'!$D$9:$D$21,MATCH($W180,'Interconnector costs'!$C$9:$C$21,1),1))","v":0},0,0,0,{"$f":"IF(((W180*AA180*NPV!$D$15*conversion_factor)/1000000)<1,,(W180*AA180*NPV!$D$15*conversion_factor)/1000000)","v":0},0,0,0,0]
[null,null,1,134,{"$f":"INDEX(lst_import_IDs,D181,1)","v":0},0,{"$f":"IF($E181=0,,IF(round=1,INDEX(lst_baseline,MATCH(E181,WRZID,0)),SUMIFS('All interconnections'!$AJ$7:$AJ$4022,'All interconnections'!$AF$7:$AF$4022,(round-1),'All interconnections'!$AG$7:$AG$4022,Interconnections!$F181)))","v":0},{"$f":"IFERROR(INDEX('Incremental AISC'!$E$9:$E$32,MATCH(E181,'Incremental AISC'!$D$9:$D$32,0),1),)","v":0},0,0,{"$f":"INDEX(lst_export_IDs,D181,1)","v":0},0,{"$f":"IF($K181=0,,INDEX(lst_baseline,MATCH(K181,WRZID,0)))","v":0},{"$f":"IF($K181=0,,IF('Control Panel'!$H$58,INDEX(lst_WAFU,$K181),0))","v":0},0,{"$f":"IF((round=1),M181+O181,SUMIFS('All interconnections'!$AM$7:$AM$4022, 'All interconnections'!$AF$7:$AF$4022,(round-1),'All interconnections'!$AG$7:$AG$4022,$L181))","v":0},0,{"$f":"IF(AND(O181>0,P181>0),INDEX(lst_WAFU_cost,opt_WAFU_cost,1),)","v":0},{"$f":"IF(R181=0,Q181,((M181*Q181)+(O181*R181))/(M181+O181))","v":0},0,0,{"$f":"IF(P181=0,,(ACOS(SIN(RADIANS(J181))*SIN(RADIANS(U181))+COS(RADIANS(J181))*COS(RADIANS(U181))*COS(RADIANS(I181)-RADIANS(T181)))*6371)*INDEX(lst_pipeline_length,opt_pipeline_length))","v":0},{"$f":"MIN(ABS(G181),P181)","v":0},{"$f":"IF(W181=0,,INDEX('Interconnector costs'!$D$9:$D$21,MATCH($W181,'Interconnector costs'!$C$9:$C$21,1),1))","v":0},{"$f":"(X181*V181)","v":0},{"$f":"IF(OR(W181=0,H181-S181-Y181<0),,H181-S181-Y181)","v":0},{"$f":"IF(W181<INDEX(lst_interconnection_threshold,opt_interconnection_threshold,1),,Z181)","v":0},{"$f":"IF(((W181*AA181*NPV!$D$15*conversion_factor)/1000000)<1,,(W181*AA181*NPV!$D$15*conversion_factor)/1000000)","v":0},0,{"$f":"IF(AC181=1,IF(ABS(G181)<=P181,ABS(G181),P181),)","v":0},{"$f":"IF(AC181=1,G181+AD181,)","v":0},{"$f":"IF(AC181=1,P181-AD181,)","v":0}]
[null,null,1,135,0,0,{"$f":"IF($E182=0,,IF(round=1,INDEX(lst_baseline,MATCH(E182,WRZID,0)),SUMIFS('All interconnections'!$AJ$7:$AJ$4022,'All interconnections'!$AF$7:$AF$4022,(round-1),'All interconnections'!$AG$7:$AG$4022,Interconnections!$F182)))","v":0},{"$f":"IFERROR(INDEX('Incremental AISC'!$E$9:$E$32,MATCH(E182,'Incremental AISC'!$D$9:$D$32,0),1),)","v":0},0,0,0,0,0,{"$f":"IF($K182=0,,IF('Control Panel'!$H$58,INDEX(lst_WAFU,$K182),0))","v":0},0,{"$f":"IF((round=1),M182+O182,SUMIFS('All interconnections'!$AM$7:$AM$4022, 'All interconnections'!$AF$7:$AF$4022,(round-1),'All interconnections'!$AG$7:$AG$4022,$L182))","v":0},0,0,0,0,0,0,0,{"$f":"IF(W182=0,,INDEX('Interconnector costs'!$D$9:$D$21,MATCH($W182,'Interconnector costs'!$C$9:$C$21,1),1))","v":0},0,0,0,{"$f":"IF(((W182*AA182*NPV!$D$15*conversion_factor)/1000000)<1,,(W182*AA182*NPV!$D$15*conversion_factor)/1000000)","v":0},0,0,0,0]
[null,null,1,136,0,0,{"$f":"IF($E183=0,,IF(round=1,INDEX(lst_baseline,MATCH(E183,WRZID,0)),SUMIFS('All interconnections'!$AJ$7:$AJ$4022,'All interconnections'!$AF$7:$AF$4022,(round-1),'All interconnections'!$AG$7:$AG$4022,Interconnections!$F183)))","v":0},{"$f":"IFERROR(INDEX('Incremental AISC'!$E$9:$E$32,MATCH(E183,'Incremental AISC'!$D$9:$D$32,0),1),)","v":0},0,0,0,0,0,{"$f":"IF($K183=0,,IF('Control Panel'!$H$58,INDEX(lst_WAFU,$K183),0))","v":0},0,{"$f":"IF((round=1),M183+O183,SUMIFS('All interconnections'!$AM$7:$AM$4022, 'All interconnections'!$AF$7:$AF$4022,(round-1),'All interconnections'!$AG$7:$AG$4022,$L183))","v":0},0,0,0,0,0,0,0,{"$f":"IF(W183=0,,INDEX('Interconnector costs'!$D$9:$D$21,MATCH($W183,'Interconnector costs'!$C$9:$C$21,1),1))","v":0},0,0,0,{"$f":"IF(((W183*AA183*NPV!$D$15*conversion_factor)/1000000)<1,,(W183*AA183*NPV!$D$15*conversion_factor)/1000000)","v":0},0,0,0,0]
[null,null,1,137,0,0,{"$f":"IF($E184=0,,IF(round=1,INDEX(lst_baseline,MATCH(E184,WRZID,0)),SUMIFS('All interconnections'!$AJ$7:$AJ$4022,'All interconnections'!$AF$7:$AF$4022,(round-1),'All interconnections'!$AG$7:$AG$4022,Interconnections!$F184)))","v":0},{"$f":"IFERROR(INDEX('Incremental AISC'!$E$9:$E$32,MATCH(E184,'Incremental AISC'!$D$9:$D$32,0),1),)","v":0},0,0,0,0,0,{"$f":"IF($K184=0,,IF('Control Panel'!$H$58,INDEX(lst_WAFU,$K184),0))","v":0},0,{"$f":"IF((round=1),M184+O184,SUMIFS('All interconnections'!$AM$7:$AM$4022, 'All interconnections'!$AF$7:$AF$4022,(round-1),'All interconnections'!$AG$7:$AG$4022,$L184))","v":0},0,0,0,0,0,0,0,{"$f":"IF(W184=0,,INDEX('Interconnector costs'!$D$9:$D$21,MATCH($W184,'Interconnector costs'!$C$9:$C$21,1),1))","v":0},0,0,0,{"$f":"IF(((W184*AA184*NPV!$D$15*conversion_factor)/1000000)<1,,(W184*AA184*NPV!$D$15*conversion_factor)/1000000)","v":0},0,0,0,0]
[null,null,1,138,0,0,{"$f":"IF($E185=0,,IF(round=1,INDEX(lst_baseline,MATCH(E185,WRZID,0)),SUMIFS('All interconnections'!$AJ$7:$AJ$4022,'All interconnections'!$AF$7:$AF$4022,(round-1),'All interconnections'!$AG$7:$AG$4022,Interconnections!$F185)))","v":0},{"$f":"IFERROR(INDEX('Incremental AISC'!$E$9:$E$32,MATCH(E185,'Incremental AISC'!$D$9:$D$32,0),1),)","v":0},0,0,0,0,0,{"$f":"IF($K185=0,,IF('Control Panel'!$H$58,INDEX(lst_WAFU,$K185),0))","v":0},0,{"$f":"IF((round=1),M185+O185,SUMIFS('All interconnections'!$AM$7:$AM$4022, 'All interconnections'!$AF$7:$AF$4022,(round-1),'All interconnections'!$AG$7:$AG$4022,$L185))","v":0},0,0,0,0,0,0,0,{"$f":"IF(W185=0,,INDEX('Interconnector costs'!$D$9:$D$21,MATCH($W185,'Interconnector costs'!$C$9:$C$21,1),1))","v":0},0,0,0,{"$f":"IF(((W185*AA185*NPV!$D$15*conversion_factor)/1000000)<1,,(W185*AA185*NPV!$D$15*conversion_factor)/1000000)","v":0},0,0,0,0]
[null,null,1,139,0,0,{"$f":"IF($E186=0,,IF(round=1,INDEX(lst_baseline,MATCH(E186,WRZID,0)),SUMIFS('All interconnections'!$AJ$7:$AJ$4022,'All interconnections'!$AF$7:$AF$4022,(round-1),'All interconnections'!$AG$7:$AG$4022,Interconnections!$F186)))","v":0},{"$f":"IFERROR(INDEX('Incremental AISC'!$E$9:$E$32,MATCH(E186,'Incremental AISC'!$D$9:$D$32,0),1),)","v":0},0,0,0,0,0,{"$f":"IF($K186=0,,IF('Control Panel'!$H$58,INDEX(lst_WAFU,$K186),0))","v":0},0,{"$f":"IF((round=1),M186+O186,SUMIFS('All interconnections'!$AM$7:$AM$4022, 'All interconnections'!$AF$7:$AF$4022,(round-1),'All interconnections'!$AG$7:$AG$4022,$L186))","v":0},0,0,0,0,0,0,0,{"$f":"IF(W186=0,,INDEX('Interconnector costs'!$D$9:$D$21,MATCH($W186,'Interconnector costs'!$C$9:$C$21,1),1))","v":0},0,0,0,{"$f":"IF(((W186*AA186*NPV!$D$15*conversion_factor)/1000000)<1,,(W186*AA186*NPV!$D$15*conversion_factor)/1000000)","v":0},0,0,0,0]
[null,null,1,140,0,0,{"$f":"IF($E187=0,,IF(round=1,INDEX(lst_baseline,MATCH(E187,WRZID,0)),SUMIFS('All interconnections'!$AJ$7:$AJ$4022,'All interconnections'!$AF$7:$AF$4022,(round-1),'All interconnections'!$AG$7:$AG$4022,Interconnections!$F187)))","v":0},{"$f":"IFERROR(INDEX('Incremental AISC'!$E$9:$E$32,MATCH(E187,'Incremental AISC'!$D$9:$D$32,0),1),)","v":0},0,0,0,0,0,{"$f":"IF($K187=0,,IF('Control Panel'!$H$58,INDEX(lst_WAFU,$K187),0))","v":0},0,{"$f":"IF((round=1),M187+O187,SUMIFS('All interconnections'!$AM$7:$AM$4022, 'All interconnections'!$AF$7:$AF$4022,(round-1),'All interconnections'!$AG$7:$AG$4022,$L187))","v":0},0,0,0,0,0,0,0,{"$f":"IF(W187=0,,INDEX('Interconnector costs'!$D$9:$D$21,MATCH($W187,'Interconnector costs'!$C$9:$C$21,1),1))","v":0},0,0,0,{"$f":"IF(((W187*AA187*NPV!$D$15*conversion_factor)/1000000)<1,,(W187*AA187*NPV!$D$15*conversion_factor)/1000000)","v":0},0,0,0,0]
[null,null,1,141,0,0,{"$f":"IF($E188=0,,IF(round=1,INDEX(lst_baseline,MATCH(E188,WRZID,0)),SUMIFS('All interconnections'!$AJ$7:$AJ$4022,'All interconnections'!$AF$7:$AF$4022,(round-1),'All interconnections'!$AG$7:$AG$4022,Interconnections!$F188)))","v":0},{"$f":"IFERROR(INDEX('Incremental AISC'!$E$9:$E$32,MATCH(E188,'Incremental AISC'!$D$9:$D$32,0),1),)","v":0},0,0,0,0,0,{"$f":"IF($K188=0,,IF('Control Panel'!$H$58,INDEX(lst_WAFU,$K188),0))","v":0},0,{"$f":"IF((round=1),M188+O188,SUMIFS('All interconnections'!$AM$7:$AM$4022, 'All interconnections'!$AF$7:$AF$4022,(round-1),'All interconnections'!$AG$7:$AG$4022,$L188))","v":0},0,0,0,0,0,0,0,{"$f":"IF(W188=0,,INDEX('Interconnector costs'!$D$9:$D$21,MATCH($W188,'Interconnector costs'!$C$9:$C$21,1),1))","v":0},0,0,0,{"$f":"IF(((W188*AA188*NPV!$D$15*conversion_factor)/1000000)<1,,(W188*AA188*NPV!$D$15*conversion_factor)/1000000)","v":0},0,0,0,0]
[null,null,1,142,0,0,{"$f":"IF($E189=0,,IF(round=1,INDEX(lst_baseline,MATCH(E189,WRZID,0)),SUMIFS('All interconnections'!$AJ$7:$AJ$4022,'All interconnections'!$AF$7:$AF$4022,(round-1),'All interconnections'!$AG$7:$AG$4022,Interconnections!$F189)))","v":0},{"$f":"IFERROR(INDEX('Incremental AISC'!$E$9:$E$32,MATCH(E189,'Incremental AISC'!$D$9:$D$32,0),1),)","v":0},0,0,0,0,0,{"$f":"IF($K189=0,,IF('Control Panel'!$H$58,INDEX(lst_WAFU,$K189),0))","v":0},0,{"$f":"IF((round=1),M189+O189,SUMIFS('All interconnections'!$AM$7:$AM$4022, 'All interconnections'!$AF$7:$AF$4022,(round-1),'All interconnections'!$AG$7:$AG$4022,$L189))","v":0},0,0,0,0,0,0,0,{"$f":"IF(W189=0,,INDEX('Interconnector costs'!$D$9:$D$21,MATCH($W189,'Interconnector costs'!$C$9:$C$21,1),1))","v":0},0,0,0,{"$f":"IF(((W189*AA189*NPV!$D$15*conversion_factor)/1000000)<1,,(W189*AA189*NPV!$D$15*conversion_factor)/1000000)","v":0},0,0,0,0]
[null,null,1,143,0,0,{"$f":"IF($E190=0,,IF(round=1,INDEX(lst_baseline,MATCH(E190,WRZID,0)),SUMIFS('All interconnections'!$AJ$7:$AJ$4022,'All interconnections'!$AF$7:$AF$4022,(round-1),'All interconnections'!$AG$7:$AG$4022,Interconnections!$F190)))","v":0},{"$f":"IFERROR(INDEX('Incremental AISC'!$E$9:$E$32,MATCH(E190,'Incremental AISC'!$D$9:$D$32,0),1),)","v":0},0,0,0,0,0,{"$f":"IF($K190=0,,IF('Control Panel'!$H$58,INDEX(lst_WAFU,$K190),0))","v":0},0,{"$f":"IF((round=1),M190+O190,SUMIFS('All interconnections'!$AM$7:$AM$4022, 'All interconnections'!$AF$7:$AF$4022,(round-1),'All interconnections'!$AG$7:$AG$4022,$L190))","v":0},0,0,0,0,0,0,0,{"$f":"IF(W190=0,,INDEX('Interconnector costs'!$D$9:$D$21,MATCH($W190,'Interconnector costs'!$C$9:$C$21,1),1))","v":0},0,0,0,{"$f":"IF(((W190*AA190*NPV!$D$15*conversion_factor)/1000000)<1,,(W190*AA190*NPV!$D$15*conversion_factor)/1000000)","v":0},0,0,0,0]
[null,null,1,144,0,0,{"$f":"IF($E191=0,,IF(round=1,INDEX(lst_baseline,MATCH(E191,WRZID,0)),SUMIFS('All interconnections'!$AJ$7:$AJ$4022,'All interconnections'!$AF$7:$AF$4022,(round-1),'All interconnections'!$AG$7:$AG$4022,Interconnections!$F191)))","v":0},{"$f":"IFERROR(INDEX('Incremental AISC'!$E$9:$E$32,MATCH(E191,'Incremental AISC'!$D$9:$D$32,0),1),)","v":0},0,0,0,0,0,{"$f":"IF($K191=0,,IF('Control Panel'!$H$58,INDEX(lst_WAFU,$K191),0))","v":0},0,{"$f":"IF((round=1),M191+O191,SUMIFS('All interconnections'!$AM$7:$AM$4022, 'All interconnections'!$AF$7:$AF$4022,(round-1),'All interconnections'!$AG$7:$AG$4022,$L191))","v":0},0,0,0,0,0,0,0,{"$f":"IF(W191=0,,INDEX('Interconnector costs'!$D$9:$D$21,MATCH($W191,'Interconnector costs'!$C$9:$C$21,1),1))","v":0},0,0,0,{"$f":"IF(((W191*AA191*NPV!$D$15*conversion_factor)/1000000)<1,,(W191*AA191*NPV!$D$15*conversion_factor)/1000000)","v":0},0,0,0,0]
[null,null,1,145,0,0,{"$f":"IF($E192=0,,IF(round=1,INDEX(lst_baseline,MATCH(E192,WRZID,0)),SUMIFS('All interconnections'!$AJ$7:$AJ$4022,'All interconnections'!$AF$7:$AF$4022,(round-1),'All interconnections'!$AG$7:$AG$4022,Interconnections!$F192)))","v":0},{"$f":"IFERROR(INDEX('Incremental AISC'!$E$9:$E$32,MATCH(E192,'Incremental AISC'!$D$9:$D$32,0),1),)","v":0},0,0,0,0,0,{"$f":"IF($K192=0,,IF('Control Panel'!$H$58,INDEX(lst_WAFU,$K192),0))","v":0},0,{"$f":"IF((round=1),M192+O192,SUMIFS('All interconnections'!$AM$7:$AM$4022, 'All interconnections'!$AF$7:$AF$4022,(round-1),'All interconnections'!$AG$7:$AG$4022,$L192))","v":0},0,0,0,0,0,0,0,{"$f":"IF(W192=0,,INDEX('Interconnector costs'!$D$9:$D$21,MATCH($W192,'Interconnector costs'!$C$9:$C$21,1),1))","v":0},0,0,0,{"$f":"IF(((W192*AA192*NPV!$D$15*conversion_factor)/1000000)<1,,(W192*AA192*NPV!$D$15*conversion_factor)/1000000)","v":0},0,0,0,0]
[null,null,1,146,0,0,{"$f":"IF($E193=0,,IF(round=1,INDEX(lst_baseline,MATCH(E193,WRZID,0)),SUMIFS('All interconnections'!$AJ$7:$AJ$4022,'All interconnections'!$AF$7:$AF$4022,(round-1),'All interconnections'!$AG$7:$AG$4022,Interconnections!$F193)))","v":0},{"$f":"IFERROR(INDEX('Incremental AISC'!$E$9:$E$32,MATCH(E193,'Incremental AISC'!$D$9:$D$32,0),1),)","v":0},0,0,0,0,0,{"$f":"IF($K193=0,,IF('Control Panel'!$H$58,INDEX(lst_WAFU,$K193),0))","v":0},0,{"$f":"IF((round=1),M193+O193,SUMIFS('All interconnections'!$AM$7:$AM$4022, 'All interconnections'!$AF$7:$AF$4022,(round-1),'All interconnections'!$AG$7:$AG$4022,$L193))","v":0},0,0,0,0,0,0,0,{"$f":"IF(W193=0,,INDEX('Interconnector costs'!$D$9:$D$21,MATCH($W193,'Interconnector costs'!$C$9:$C$21,1),1))","v":0},0,0,0,{"$f":"IF(((W193*AA193*NPV!$D$15*conversion_factor)/1000000)<1,,(W193*AA193*NPV!$D$15*conversion_factor)/1000000)","v":0},0,0,0,0]
[null,null,1,147,0,0,{"$f":"IF($E194=0,,IF(round=1,INDEX(lst_baseline,MATCH(E194,WRZID,0)),SUMIFS('All interconnections'!$AJ$7:$AJ$4022,'All interconnections'!$AF$7:$AF$4022,(round-1),'All interconnections'!$AG$7:$AG$4022,Interconnections!$F194)))","v":0},{"$f":"IFERROR(INDEX('Incremental AISC'!$E$9:$E$32,MATCH(E194,'Incremental AISC'!$D$9:$D$32,0),1),)","v":0},0,0,0,0,0,{"$f":"IF($K194=0,,IF('Control Panel'!$H$58,INDEX(lst_WAFU,$K194),0))","v":0},0,{"$f":"IF((round=1),M194+O194,SUMIFS('All interconnections'!$AM$7:$AM$4022, 'All interconnections'!$AF$7:$AF$4022,(round-1),'All interconnections'!$AG$7:$AG$4022,$L194))","v":0},0,0,0,0,0,0,0,{"$f":"IF(W194=0,,INDEX('Interconnector costs'!$D$9:$D$21,MATCH($W194,'Interconnector costs'!$C$9:$C$21,1),1))","v":0},0,0,0,{"$f":"IF(((W194*AA194*NPV!$D$15*conversion_factor)/1000000)<1,,(W194*AA194*NPV!$D$15*conversion_factor)/1000000)","v":0},0,0,0,0]
[null,null,1,148,0,0,{"$f":"IF($E195=0,,IF(round=1,INDEX(lst_baseline,MATCH(E195,WRZID,0)),SUMIFS('All interconnections'!$AJ$7:$AJ$4022,'All interconnections'!$AF$7:$AF$4022,(round-1),'All interconnections'!$AG$7:$AG$4022,Interconnections!$F195)))","v":0},{"$f":"IFERROR(INDEX('Incremental AISC'!$E$9:$E$32,MATCH(E195,'Incremental AISC'!$D$9:$D$32,0),1),)","v":0},0,0,0,0,0,{"$f":"IF($K195=0,,IF('Control Panel'!$H$58,INDEX(lst_WAFU,$K195),0))","v":0},0,{"$f":"IF((round=1),M195+O195,SUMIFS('All interconnections'!$AM$7:$AM$4022, 'All interconnections'!$AF$7:$AF$4022,(round-1),'All interconnections'!$AG$7:$AG$4022,$L195))","v":0},0,0,0,0,0,0,0,{"$f":"IF(W195=0,,INDEX('Interconnector costs'!$D$9:$D$21,MATCH($W195,'Interconnector costs'!$C$9:$C$21,1),1))","v":0},0,0,0,{"$f":"IF(((W195*AA195*NPV!$D$15*conversion_factor)/1000000)<1,,(W195*AA195*NPV!$D$15*conversion_factor)/1000000)","v":0},0,0,0,0]
[null,null,1,149,0,0,{"$f":"IF($E196=0,,IF(round=1,INDEX(lst_baseline,MATCH(E196,WRZID,0)),SUMIFS('All interconnections'!$AJ$7:$AJ$4022,'All interconnections'!$AF$7:$AF$4022,(round-1),'All interconnections'!$AG$7:$AG$4022,Interconnections!$F196)))","v":0},{"$f":"IFERROR(INDEX('Incremental AISC'!$E$9:$E$32,MATCH(E196,'Incremental AISC'!$D$9:$D$32,0),1),)","v":0},0,0,0,0,0,{"$f":"IF($K196=0,,IF('Control Panel'!$H$58,INDEX(lst_WAFU,$K196),0))","v":0},0,{"$f":"IF((round=1),M196+O196,SUMIFS('All interconnections'!$AM$7:$AM$4022, 'All interconnections'!$AF$7:$AF$4022,(round-1),'All interconnections'!$AG$7:$AG$4022,$L196))","v":0},0,0,0,0,0,0,0,{"$f":"IF(W196=0,,INDEX('Interconnector costs'!$D$9:$D$21,MATCH($W196,'Interconnector costs'!$C$9:$C$21,1),1))","v":0},0,0,0,{"$f":"IF(((W196*AA196*NPV!$D$15*conversion_factor)/1000000)<1,,(W196*AA196*NPV!$D$15*conversion_factor)/1000000)","v":0},0,0,0,0]
[null,null,1,150,0,0,{"$f":"IF($E197=0,,IF(round=1,INDEX(lst_baseline,MATCH(E197,WRZID,0)),SUMIFS('All interconnections'!$AJ$7:$AJ$4022,'All interconnections'!$AF$7:$AF$4022,(round-1),'All interconnections'!$AG$7:$AG$4022,Interconnections!$F197)))","v":0},{"$f":"IFERROR(INDEX('Incremental AISC'!$E$9:$E$32,MATCH(E197,'Incremental AISC'!$D$9:$D$32,0),1),)","v":0},0,0,0,0,0,{"$f":"IF($K197=0,,IF('Control Panel'!$H$58,INDEX(lst_WAFU,$K197),0))","v":0},0,{"$f":"IF((round=1),M197+O197,SUMIFS('All interconnections'!$AM$7:$AM$4022, 'All interconnections'!$AF$7:$AF$4022,(round-1),'All interconnections'!$AG$7:$AG$4022,$L197))","v":0},0,0,0,0,0,0,0,{"$f":"IF(W197=0,,INDEX('Interconnector costs'!$D$9:$D$21,MATCH($W197,'Interconnector costs'!$C$9:$C$21,1),1))","v":0},0,0,0,{"$f":"IF(((W197*AA197*NPV!$D$15*conversion_factor)/1000000)<1,,(W197*AA197*NPV!$D$15*conversion_factor)/1000000)","v":0},0,0,0,0]
[null,null,1,151,0,0,{"$f":"IF($E198=0,,IF(round=1,INDEX(lst_baseline,MATCH(E198,WRZID,0)),SUMIFS('All interconnections'!$AJ$7:$AJ$4022,'All interconnections'!$AF$7:$AF$4022,(round-1),'All interconnections'!$AG$7:$AG$4022,Interconnections!$F198)))","v":0},{"$f":"IFERROR(INDEX('Incremental AISC'!$E$9:$E$32,MATCH(E198,'Incremental AISC'!$D$9:$D$32,0),1),)","v":0},0,0,0,0,0,{"$f":"IF($K198=0,,IF('Control Panel'!$H$58,INDEX(lst_WAFU,$K198),0))","v":0},0,{"$f":"IF((round=1),M198+O198,SUMIFS('All interconnections'!$AM$7:$AM$4022, 'All interconnections'!$AF$7:$AF$4022,(round-1),'All interconnections'!$AG$7:$AG$4022,$L198))","v":0},0,0,0,0,0,0,0,{"$f":"IF(W198=0,,INDEX('Interconnector costs'!$D$9:$D$21,MATCH($W198,'Interconnector costs'!$C$9:$C$21,1),1))","v":0},0,0,0,{"$f":"IF(((W198*AA198*NPV!$D$15*conversion_factor)/1000000)<1,,(W198*AA198*NPV!$D$15*conversion_factor)/1000000)","v":0},0,0,0,0]
[null,null,1,152,0,0,{"$f":"IF($E199=0,,IF(round=1,INDEX(lst_baseline,MATCH(E199,WRZID,0)),SUMIFS('All interconnections'!$AJ$7:$AJ$4022,'All interconnections'!$AF$7:$AF$4022,(round-1),'All interconnections'!$AG$7:$AG$4022,Interconnections!$F199)))","v":0},{"$f":"IFERROR(INDEX('Incremental AISC'!$E$9:$E$32,MATCH(E199,'Incremental AISC'!$D$9:$D$32,0),1),)","v":0},0,0,0,0,0,{"$f":"IF($K199=0,,IF('Control Panel'!$H$58,INDEX(lst_WAFU,$K199),0))","v":0},0,{"$f":"IF((round=1),M199+O199,SUMIFS('All interconnections'!$AM$7:$AM$4022, 'All interconnections'!$AF$7:$AF$4022,(round-1),'All interconnections'!$AG$7:$AG$4022,$L199))","v":0},0,0,0,0,0,0,0,{"$f":"IF(W199=0,,INDEX('Interconnector costs'!$D$9:$D$21,MATCH($W199,'Interconnector costs'!$C$9:$C$21,1),1))","v":0},0,0,0,{"$f":"IF(((W199*AA199*NPV!$D$15*conversion_factor)/1000000)<1,,(W199*AA199*NPV!$D$15*conversion_factor)/1000000)","v":0},0,0,0,0]
[null,null,1,153,0,0,{"$f":"IF($E200=0,,IF(round=1,INDEX(lst_baseline,MATCH(E200,WRZID,0)),SUMIFS('All interconnections'!$AJ$7:$AJ$4022,'All interconnections'!$AF$7:$AF$4022,(round-1),'All interconnections'!$AG$7:$AG$4022,Interconnections!$F200)))","v":0},{"$f":"IFERROR(INDEX('Incremental AISC'!$E$9:$E$32,MATCH(E200,'Incremental AISC'!$D$9:$D$32,0),1),)","v":0},0,0,0,0,0,{"$f":"IF($K200=0,,IF('Control Panel'!$H$58,INDEX(lst_WAFU,$K200),0))","v":0},0,{"$f":"IF((round=1),M200+O200,SUMIFS('All interconnections'!$AM$7:$AM$4022, 'All interconnections'!$AF$7:$AF$4022,(round-1),'All interconnections'!$AG$7:$AG$4022,$L200))","v":0},0,0,0,0,0,0,0,{"$f":"IF(W200=0,,INDEX('Interconnector costs'!$D$9:$D$21,MATCH($W200,'Interconnector costs'!$C$9:$C$21,1),1))","v":0},0,0,0,{"$f":"IF(((W200*AA200*NPV!$D$15*conversion_factor)/1000000)<1,,(W200*AA200*NPV!$D$15*conversion_factor)/1000000)","v":0},0,0,0,0]
[null,null,1,154,0,0,{"$f":"IF($E201=0,,IF(round=1,INDEX(lst_baseline,MATCH(E201,WRZID,0)),SUMIFS('All interconnections'!$AJ$7:$AJ$4022,'All interconnections'!$AF$7:$AF$4022,(round-1),'All interconnections'!$AG$7:$AG$4022,Interconnections!$F201)))","v":0},{"$f":"IFERROR(INDEX('Incremental AISC'!$E$9:$E$32,MATCH(E201,'Incremental AISC'!$D$9:$D$32,0),1),)","v":0},0,0,0,0,0,{"$f":"IF($K201=0,,IF('Control Panel'!$H$58,INDEX(lst_WAFU,$K201),0))","v":0},0,{"$f":"IF((round=1),M201+O201,SUMIFS('All interconnections'!$AM$7:$AM$4022, 'All interconnections'!$AF$7:$AF$4022,(round-1),'All interconnections'!$AG$7:$AG$4022,$L201))","v":0},0,0,0,0,0,0,0,{"$f":"IF(W201=0,,INDEX('Interconnector costs'!$D$9:$D$21,MATCH($W201,'Interconnector costs'!$C$9:$C$21,1),1))","v":0},0,0,0,{"$f":"IF(((W201*AA201*NPV!$D$15*conversion_factor)/1000000)<1,,(W201*AA201*NPV!$D$15*conversion_factor)/1000000)","v":0},0,0,0,0]

{"sheet":"NPV","index":10,"n_rows":15,"n_cols":4,"rows_kept":15,"cut":false,"hidden":false,"merged":[]}
[null,{"$f":"MID(CELL(\"filename\",A1),FIND(\"]\",CELL(\"filename\",A1))+1,LEN(CELL(\"filename\",A1))-FIND(\"]\",CELL(\"filename\",A1)))","v":"NPV"}]
[null,"Notes:"]
[null,"This tab calculates the discounted days for use in the NPV calculation on the Interconnections tab."]
[null,"The days per year is the number of days in a year (365.25) multiplied by the load factor, which is the amount of time that the interconnection is assumed to be in operation"]
[null,"The discount rate is the private discount rate."]
[null,"The asset life is how long the interconnector assets are expected to remain in service before replenishment"]
[null,"Discounted years is calculated for discounting the interconnector assets"]
[null,"Discounted days is the discounted years figure converted into days"]
[]
[]
[null,null,"Days per year",{"$f":"INDEX(lst_load_factor,opt_load_factor,1)*365","v":255.49999999999997}]
[null,null,"Discount rate",{"$f":"INDEX(lst_discountrate,opt_discountrate,1)","v":3.3000000000000002E-2}]
[null,null,"Life, years",{"$f":"INDEX(lst_asset_life,opt_asset_life,1)","v":"Indefinite"}]
[null,null,"Discounted years",{"$f":"(1-IF(ISNUMBER(D13),POWER(1-D12,D13),0))/D12","v":30.303030303030301}]
[null,null,"Discounted days",{"$f":"D11*D14","v":7742.4242424242411}]

{"sheet":"Macro outputs -->","index":11,"n_rows":4,"n_cols":3,"rows_kept":4,"cut":false,"hidden":false,"merged":[]}
[]
[]
[null,null,{"$f":"MID(CELL(\"filename\",A1),FIND(\"]\",CELL(\"filename\",A1))+1,LEN(CELL(\"filename\",A1))-FIND(\"]\",CELL(\"filename\",A1)))","v":"Macro outputs -->"}]
[null,null,"Notes:"]

{"sheet":"All interconnections","index":12,"n_rows":3880,"n_cols":39,"rows_kept":2250,"cut":true,"hidden":false,"merged":[],"bounds":{"rows_first":1000,"rows_last":250,"rows_between":1000,"halvings":1}}
[null,{"$f":"MID(CELL(\"filename\",A1),FIND(\"]\",CELL(\"filename\",A1))+1,LEN(CELL(\"filename\",A1))-FIND(\"]\",CELL(\"filename\",A1)))","v":"All interconnections"}]
[null,"Notes:"]
[null,"This tab is produced by a macro, it is a copy of the Interconnections tab calculations for each round. Note all numbers are hardcoded. The round is identified in column A."]
[]
[null,null,"Import zone",null,null,null,null,null,"Export zone",null,null,null,null,null,null,null,null,null,null,"Interconnector costs",null,null,null,null,null,null,null,null,null,null,null,null,null,"Imports",null,null,"Exports"]
["Round number","Trade number","ID","Name","Baseline balance 2039/40 (Ml/d)","Import zone AISC (p/m3)","Import zone centre longitude (degrees)","Import zone centre latitude (degrees)","ID","Name","Baseline balance 2039/40 (Ml/d)","Total WAFU that could be exported (Ml/d)","WAFU for export (Ml/d)","Water available for export (Ml/d)","Export zone AISC (p/m3)","WAFU for export  cost (p/m3)","Water available for export cost (p/m3)","Export zone centre longitude (degrees)","Export zone centre latitude (degrees)","Interconnector length (km)","Interconnection volume (Ml/d)","Interconnector unit cost (p/m3/km)","Interconnector cost (p/m3)","Resource cost differential (p/m3)","Remove interconnections that do not meet capacity threshold","Cost savings over lifetime (£m)","Round allocation","Connection volume (Ml/d)","New import zone baseline (Ml/d)","New export zone total water available for export (Ml/d) ",null,null,"WRZ","Position before round","Impact of round","New position","Position before round - water for export","Impact of round","New position"]
[1,1,69,"SVT - Nottinghamshire",0,0,0,0,67,"SVT - Newark",0,0,0,0,0,0,0,0,0,0,0,0,0,0,0,0,0,0,0,0,null,1,"AFW - 1 Misbourne",0,0,0,0,0,0]
[1,2,69,"SVT - Nottinghamshire",0,0,0,0,26,"ANH - West Lincolnshire",0,0,0,0,0,0,0,0,0,0,0,0,0,0,0,0,0,0,0,0,null,1,"AFW - 2 Colne",0,0,0,0,0,0]
[1,3,69,"SVT - Nottinghamshire",0,0,0,0,10,"ANH - Central Lincolnshire",0,0,0,0,0,0,0,0,0,0,0,0,0,0,0,0,0,0,0,0,null,1,"AFW - 3 Lee",0,0,0,0,0,0]
[1,4,28,"BRL - Bristol",0,0,0,0,63,"SVT - Forest and Stroud",0,0,0,0,0,0,0,0,0,0,0,0,0,0,0,0,0,0,0,0,null,1,"AFW - 4 Pinn",0,0,0,0,0,0]
[1,5,28,"BRL - Bristol",0,0,0,0,103,"WSH - Monmouth",0,0,0,0,0,0,0,0,0,0,0,0,0,0,0,0,0,0,0,0,null,1,"AFW - 5 Stort",0,0,0,0,0,0]
[1,6,46,"SEW - 4",0,0,0,0,1,"AFW - 1 Misbourne",0,0,0,0,0,0,0,0,0,0,0,0,0,0,0,0,0,0,0,0,null,1,"AFW - 6 Wey",0,0,0,0,0,0]
[1,7,46,"SEW - 4",0,0,0,0,84,"TMS - Slough Wycombe Aylesbury",0,0,0,0,0,0,0,0,0,0,0,0,0,0,0,0,0,0,0,0,null,1,"AFW - 7 Dour",0,0,0,0,0,0]
[1,8,46,"SEW - 4",0,0,0,0,47,"SEW - 5",0,0,0,0,0,0,0,0,0,0,0,0,0,0,0,0,0,0,0,0,null,1,"AFW - 8 Brett",0,0,0,0,0,0]
[1,9,46,"SEW - 4",0,0,0,0,80,"TMS - Guildford",0,0,0,0,0,0,0,0,0,0,0,0,0,0,0,0,0,0,0,0,null,1,"ANH - Central Essex",0,0,0,0,0,0]
[1,10,46,"SEW - 4",0,0,0,0,51,"SRN - Hants Andover",0,0,0,0,0,0,0,0,0,0,0,0,0,0,0,0,0,0,0,0,null,1,"ANH - Central Lincolnshire",0,0,0,0,0,0]
[1,11,46,"SEW - 4",0,0,0,0,52,"SRN - Hants Kingsclere",0,0,0,0,0,0,0,0,0,0,0,0,0,0,0,0,0,0,0,0,null,1,"ANH - CHEVELEY",0,0,0,0,0,0]
[1,12,46,"SEW - 4",0,0,0,0,82,"TMS - Kennet Valley",0,0,0,0,0,0,0,0,0,0,0,0,0,0,0,0,0,0,0,0,null,1,"ANH - East Lincolnshire",0,0,0,0,0,0]
[1,13,46,"SEW - 4",0,0,0,0,81,"TMS - Henley",0,0,0,0,0,0,0,0,0,0,0,0,0,0,0,0,0,0,0,0,null,1,"ANH - East Suffolk",0,0,0,0,0,0]
[1,14,45,"SEW - 3",0,0,0,0,58,"SRN - Sussex Hastings",0,0,0,0,0,0,0,0,0,0,0,0,0,0,0,0,0,0,0,0,null,1,"ANH - ELY",0,0,0,0,0,0]
[1,15,44,"SEW - 2",0,0,0,0,58,"SRN - Sussex Hastings",0,0,0,0,0,0,0,0,0,0,0,0,0,0,0,0,0,0,0,0,null,1,"ANH - Fenland",0,0,0,0,0,0]
[1,16,44,"SEW - 2",0,0,0,0,41,"SES - East Surrey",0,0,0,0,0,0,0,0,0,0,0,0,0,0,0,0,0,0,0,0,null,1,"ANH - Hartlepool",0,0,0,0,0,0]
[1,17,57,"SRN - Sussex Brighton",0,0,0,0,41,"SES - East Surrey",0,0,0,0,0,0,0,0,0,0,0,0,0,0,0,0,0,0,0,0,null,1,"ANH - Hunstanton",0,0,0,0,0,0]
[1,18,57,"SRN - Sussex Brighton",0,0,0,0,80,"TMS - Guildford",0,0,0,0,0,0,0,0,0,0,0,0,0,0,0,0,0,0,0,0,null,1,"ANH - NEWMARKET",0,0,0,0,0,0]
[1,19,59,"SRN - Sussex North",0,0,0,0,41,"SES - East Surrey",0,0,0,0,0,0,0,0,0,0,0,0,0,0,0,0,0,0,0,0,null,1,"ANH - Norfolk Rural",0,0,0,0,0,0]
[1,20,59,"SRN - Sussex North",0,0,0,0,47,"SEW - 5",0,0,0,0,0,0,0,0,0,0,0,0,0,0,0,0,0,0,0,0,null,1,"ANH - North Norfolk Coast",0,0,0,0,0,0]
[1,21,59,"SRN - Sussex North",0,0,0,0,80,"TMS - Guildford",0,0,0,0,0,0,0,0,0,0,0,0,0,0,0,0,0,0,0,0,null,1,"ANH - Norwich and the Broads",0,0,0,0,0,0]
[1,22,59,"SRN - Sussex North",0,0,0,0,39,"PRT - Companywide (portsmouth)",0,0,0,0,0,0,0,0,0,0,0,0,0,0,0,0,0,0,0,0,null,1,"ANH - Ruthamford North",0,0,0,0,0,0]
[1,23,53,"SRN - Hants South",0,0,0,0,47,"SEW - 5",0,0,0,0,0,0,0,0,0,0,0,0,0,0,0,0,0,0,0,0,null,1,"ANH - Ruthamford South",0,0,0,0,0,0]
[1,24,53,"SRN - Hants South",0,0,0,0,40,"SBW - Companywide (SBW)",0,0,0,0,0,0,0,0,0,0,0,0,0,0,0,0,0,0,0,0,null,1,"ANH - South Essex",0,0,0,0,0,0]
[1,25,53,"SRN - Hants South",0,0,0,0,51,"SRN - Hants Andover",0,0,0,0,0,0,0,0,0,0,0,0,0,0,0,0,0,0,0,0,null,1,"ANH - SUDBURY",0,0,0,0,0,0]
[1,26,53,"SRN - Hants South",0,0,0,0,52,"SRN - Hants Kingsclere",0,0,0,0,0,0,0,0,0,0,0,0,0,0,0,0,0,0,0,0,null,1,"ANH - West Lincolnshire",0,0,0,0,0,0]
[1,27,53,"SRN - Hants South",0,0,0,0,30,"CHL - Cholderton & District",0,0,0,0,0,0,0,0,0,0,0,0,0,0,0,0,0,0,0,0,null,1,"ANH - WEST SUFFOLK",0,0,0,0,0,0]
[1,28,53,"SRN - Hants South",0,0,0,0,39,"PRT - Companywide (portsmouth)",0,0,0,0,0,0,0,0,0,0,0,0,0,0,0,0,0,0,0,0,null,1,"BRL - Bristol",0,0,0,0,0,0]
[1,29,55,"SRN - Kent Medway",0,0,0,0,34,"ESK - Essex",0,0,0,0,0,0,0,0,0,0,0,0,0,0,0,0,0,0,0,0,null,1,"CAM - Cambridge",0,0,0,0,0,0]
[1,30,60,"SRN - Sussex Worthing",0,0,0,0,41,"SES - East Surrey",0,0,0,0,0,0,0,0,0,0,0,0,0,0,0,0,0,0,0,0,null,1,"CHL - Cholderton & District",0,0,0,0,0,0]
[1,31,60,"SRN - Sussex Worthing",0,0,0,0,47,"SEW - 5",0,0,0,0,0,0,0,0,0,0,0,0,0,0,0,0,0,0,0,0,null,1,"DVW - Chester",0,0,0,0,0,0]
[1,32,60,"SRN - Sussex Worthing",0,0,0,0,80,"TMS - Guildford",0,0,0,0,0,0,0,0,0,0,0,0,0,0,0,0,0,0,0,0,null,1,"DVW - Wrexham",0,0,0,0,0,0]
[1,33,60,"SRN - Sussex Worthing",0,0,0,0,39,"PRT - Companywide (portsmouth)",0,0,0,0,0,0,0,0,0,0,0,0,0,0,0,0,0,0,0,0,null,1,"ESK - Blyth",0,0,0,0,0,0]
[1,34,83,"TMS - London",0,0,0,0,34,"ESK - Essex",0,0,0,0,0,0,0,0,0,0,0,0,0,0,0,0,0,0,0,0,null,1,"ESK - Essex",0,0,0,0,0,0]
[1,35,83,"TMS - London",0,0,0,0,2,"AFW - 2 Colne",0,0,0,0,0,0,0,0,0,0,0,0,0,0,0,0,0,0,0,0,null,1,"ESK - Hartismere",0,0,0,0,0,0]
[1,36,83,"TMS - London",0,0,0,0,1,"AFW - 1 Misbourne",0,0,0,0,0,0,0,0,0,0,0,0,0,0,0,0,0,0,0,0,null,1,"ESK - Northern & Central",0,0,0,0,0,0]
[1,37,83,"TMS - London",0,0,0,0,41,"SES - East Surrey",0,0,0,0,0,0,0,0,0,0,0,0,0,0,0,0,0,0,0,0,null,1,"NNE - Berwick-Fowberry",0,0,0,0,0,0]
[1,38,49,"SEW - 7",0,0,0,0,58,"SRN - Sussex Hastings",0,0,0,0,0,0,0,0,0,0,0,0,0,0,0,0,0,0,0,0,null,1,"NNE - Kielder",0,0,0,0,0,0]
[1,39,50,"SEW - 8",0,0,0,0,58,"SRN - Sussex Hastings",0,0,0,0,0,0,0,0,0,0,0,0,0,0,0,0,0,0,0,0,null,1,"PRT - Companywide (portsmouth)",0,0,0,0,0,0]
[1,40,48,"SEW - 6",0,0,0,0,34,"ESK - Essex",0,0,0,0,0,0,0,0,0,0,0,0,0,0,0,0,0,0,0,0,null,1,"SBW - Companywide (SBW)",0,0,0,0,0,0]
[1,41,48,"SEW - 6",0,0,0,0,58,"SRN - Sussex Hastings",0,0,0,0,0,0,0,0,0,0,0,0,0,0,0,0,0,0,0,0,null,1,"SES - East Surrey",0,0,0,0,0,0]
[1,42,48,"SEW - 6",0,0,0,0,41,"SES - East Surrey",0,0,0,0,0,0,0,0,0,0,0,0,0,0,0,0,0,0,0,0,null,1,"SES - Sutton",0,0,0,0,0,0]
[1,43,4,"AFW - 4 Pinn",0,0,0,0,2,"AFW - 2 Colne",0,0,0,0,0,0,0,0,0,0,0,0,0,0,0,0,0,0,0,0,null,1,"SEW - 1",0,0,0,0,0,0]
[1,44,4,"AFW - 4 Pinn",0,0,0,0,1,"AFW - 1 Misbourne",0,0,0,0,0,0,0,0,0,0,0,0,0,0,0,0,0,0,0,0,null,1,"SEW - 2",0,0,0,0,0,0]
[1,45,4,"AFW - 4 Pinn",0,0,0,0,84,"TMS - Slough Wycombe Aylesbury",0,0,0,0,0,0,0,0,0,0,0,0,0,0,0,0,0,0,0,0,null,1,"SEW - 3",0,0,0,0,0,0]
[1,46,4,"AFW - 4 Pinn",0,0,0,0,41,"SES - East Surrey",0,0,0,0,0,0,0,0,0,0,0,0,0,0,0,0,0,0,0,0,null,1,"SEW - 4",0,0,0,0,0,0]
[1,47,4,"AFW - 4 Pinn",0,0,0,0,80,"TMS - Guildford",0,0,0,0,0,0,0,0,0,0,0,0,0,0,0,0,0,0,0,0,null,1,"SEW - 5",0,0,0,0,0,0]
[1,48,4,"AFW - 4 Pinn",0,0,0,0,81,"TMS - Henley",0,0,0,0,0,0,0,0,0,0,0,0,0,0,0,0,0,0,0,0,null,1,"SEW - 6",0,0,0,0,0,0]
[1,49,6,"AFW - 6 Wey",0,0,0,0,2,"AFW - 2 Colne",0,0,0,0,0,0,0,0,0,0,0,0,0,0,0,0,0,0,0,0,null,1,"SEW - 7",0,0,0,0,0,0]
[1,50,6,"AFW - 6 Wey",0,0,0,0,1,"AFW - 1 Misbourne",0,0,0,0,0,0,0,0,0,0,0,0,0,0,0,0,0,0,0,0,null,1,"SEW - 8",0,0,0,0,0,0]
[1,51,6,"AFW - 6 Wey",0,0,0,0,84,"TMS - Slough Wycombe Aylesbury",0,0,0,0,0,0,0,0,0,0,0,0,0,0,0,0,0,0,0,0,null,1,"SRN - Hants Andover",0,0,0,0,0,0]
[1,52,6,"AFW - 6 Wey",0,0,0,0,41,"SES - East Surrey",0,0,0,0,0,0,0,0,0,0,0,0,0,0,0,0,0,0,0,0,null,1,"SRN - Hants Kingsclere",0,0,0,0,0,0]
[1,53,6,"AFW - 6 Wey",0,0,0,0,47,"SEW - 5",0,0,0,0,0,0,0,0,0,0,0,0,0,0,0,0,0,0,0,0,null,1,"SRN - Hants South",0,0,0,0,0,0]
[1,54,6,"AFW - 6 Wey",0,0,0,0,80,"TMS - Guildford",0,0,0,0,0,0,0,0,0,0,0,0,0,0,0,0,0,0,0,0,null,1,"SRN - Isle of Wight",0,0,0,0,0,0]
[1,55,6,"AFW - 6 Wey",0,0,0,0,82,"TMS - Kennet Valley",0,0,0,0,0,0,0,0,0,0,0,0,0,0,0,0,0,0,0,0,null,1,"SRN - Kent Medway",0,0,0,0,0,0]
[1,56,6,"AFW - 6 Wey",0,0,0,0,81,"TMS - Henley",0,0,0,0,0,0,0,0,0,0,0,0,0,0,0,0,0,0,0,0,null,1,"SRN - Kent Thannet",0,0,0,0,0,0]
[1,57,21,"ANH - Norwich and the Broads",0,0,0,0,36,"ESK - Northern & Central",0,0,0,0,0,0,0,0,0,0,0,0,0,0,0,0,0,0,0,0,null,1,"SRN - Sussex Brighton",0,0,0,0,0,0]
[1,58,21,"ANH - Norwich and the Broads",0,0,0,0,19,"ANH - Norfolk Rural",0,0,0,0,0,0,0,0,0,0,0,0,0,0,0,0,0,0,0,0,null,1,"SRN - Sussex Hastings",0,0,0,0,0,0]
[1,59,21,"ANH - Norwich and the Broads",0,0,0,0,20,"ANH - North Norfolk Coast",0,0,0,0,0,0,0,0,0,0,0,0,0,0,0,0,0,0,0,0,null,1,"SRN - Sussex North",0,0,0,0,0,0]
[1,60,21,"ANH - Norwich and the Broads",0,0,0,0,33,"ESK - Blyth",0,0,0,0,0,0,0,0,0,0,0,0,0,0,0,0,0,0,0,0,null,1,"SRN - Sussex Worthing",0,0,0,0,0,0]
[1,61,21,"ANH - Norwich and the Broads",0,0,0,0,35,"ESK - Hartismere",0,0,0,0,0,0,0,0,0,0,0,0,0,0,0,0,0,0,0,0,null,1,"SSC - South Staffordshire",0,0,0,0,0,0]
[1,62,3,"AFW - 3 Lee",0,0,0,0,29,"CAM - Cambridge",0,0,0,0,0,0,0,0,0,0,0,0,0,0,0,0,0,0,0,0,null,1,"SVT - Bishops Castle",0,0,0,0,0,0]
[1,63,3,"AFW - 3 Lee",0,0,0,0,2,"AFW - 2 Colne",0,0,0,0,0,0,0,0,0,0,0,0,0,0,0,0,0,0,0,0,null,1,"SVT - Forest and Stroud",0,0,0,0,0,0]
[1,64,3,"AFW - 3 Lee",0,0,0,0,1,"AFW - 1 Misbourne",0,0,0,0,0,0,0,0,0,0,0,0,0,0,0,0,0,0,0,0,null,1,"SVT - Kinsall",0,0,0,0,0,0]
[1,65,3,"AFW - 3 Lee",0,0,0,0,84,"TMS - Slough Wycombe Aylesbury",0,0,0,0,0,0,0,0,0,0,0,0,0,0,0,0,0,0,0,0,null,1,"SVT - Llandinam and Llanwrin",0,0,0,0,0,0]
[1,66,74,"SVT - Strategic Grid",0,0,0,0,75,"SVT - Whitchurch and Wem",0,0,0,0,0,0,0,0,0,0,0,0,0,0,0,0,0,0,0,0,null,1,"SVT - Mardy",0,0,0,0,0,0]
[1,67,74,"SVT - Strategic Grid",0,0,0,0,73,"SVT - Stafford",0,0,0,0,0,0,0,0,0,0,0,0,0,0,0,0,0,0,0,0,null,1,"SVT - Newark",0,0,0,0,0,0]
[1,68,74,"SVT - Strategic Grid",0,0,0,0,64,"SVT - Kinsall",0,0,0,0,0,0,0,0,0,0,0,0,0,0,0,0,0,0,0,0,null,1,"SVT - North Staffs",0,0,0,0,0,0]
[1,69,74,"SVT - Strategic Grid",0,0,0,0,72,"SVT - Shelton",0,0,0,0,0,0,0,0,0,0,0,0,0,0,0,0,0,0,0,0,null,1,"SVT - Nottinghamshire",0,0,0,0,0,0]
[1,70,74,"SVT - Strategic Grid",0,0,0,0,71,"SVT - Ruyton",0,0,0,0,0,0,0,0,0,0,0,0,0,0,0,0,0,0,0,0,null,1,"SVT - Rutland",0,0,0,0,0,0]
[1,71,74,"SVT - Strategic Grid",0,0,0,0,61,"SSC - South Staffordshire",0,0,0,0,0,0,0,0,0,0,0,0,0,0,0,0,0,0,0,0,null,1,"SVT - Ruyton",0,0,0,0,0,0]
[1,72,74,"SVT - Strategic Grid",0,0,0,0,76,"SVT - Wolverhampton",0,0,0,0,0,0,0,0,0,0,0,0,0,0,0,0,0,0,0,0,null,1,"SVT - Shelton",0,0,0,0,0,0]
[1,73,74,"SVT - Strategic Grid",0,0,0,0,62,"SVT - Bishops Castle",0,0,0,0,0,0,0,0,0,0,0,0,0,0,0,0,0,0,0,0,null,1,"SVT - Stafford",0,0,0,0,0,0]
[1,74,74,"SVT - Strategic Grid",0,0,0,0,99,"WSH - Hereford C.U. System",0,0,0,0,0,0,0,0,0,0,0,0,0,0,0,0,0,0,0,0,null,1,"SVT - Strategic Grid",0,0,0,0,0,0]
[1,75,74,"SVT - Strategic Grid",0,0,0,0,107,"WSH - Pilleth",0,0,0,0,0,0,0,0,0,0,0,0,0,0,0,0,0,0,0,0,null,1,"SVT - Whitchurch and Wem",0,0,0,0,0,0]
[1,76,13,"ANH - East Suffolk",0,0,0,0,33,"ESK - Blyth",0,0,0,0,0,0,0,0,0,0,0,0,0,0,0,0,0,0,0,0,null,1,"SVT - Wolverhampton",0,0,0,0,0,0]
[1,77,13,"ANH - East Suffolk",0,0,0,0,8,"AFW - 8 Brett",0,0,0,0,0,0,0,0,0,0,0,0,0,0,0,0,0,0,0,0,null,1,"SWT - Colliford",0,0,0,0,0,0]
[1,78,13,"ANH - East Suffolk",0,0,0,0,35,"ESK - Hartismere",0,0,0,0,0,0,0,0,0,0,0,0,0,0,0,0,0,0,0,0,null,1,"SWT - Roadford",0,0,0,0,0,0]
[1,79,13,"ANH - East Suffolk",0,0,0,0,25,"ANH - SUDBURY",0,0,0,0,0,0,0,0,0,0,0,0,0,0,0,0,0,0,0,0,null,1,"SWT - Wimbleball",0,0,0,0,0,0]
[1,80,28,"BRL - Bristol",0,0,0,0,115,"WSX - Companywide (WW)",0,0,0,0,0,0,0,0,0,0,0,0,0,0,0,0,0,0,0,0,null,1,"TMS - Guildford",0,0,0,0,0,0]
[1,81,53,"SRN - Hants South",0,0,0,0,115,"WSX - Companywide (WW)",0,0,0,0,0,0,0,0,0,0,0,0,0,0,0,0,0,0,0,0,null,1,"TMS - Henley",0,0,0,0,0,0]
[1,82,117,"YKY - Grid",0,0,0,0,116,"YKY - East SWZ",0,0,0,0,0,0,0,0,0,0,0,0,0,0,0,0,0,0,0,0,null,1,"TMS - Kennet Valley",0,0,0,0,0,0]
[1,83,117,"YKY - Grid",0,0,0,0,26,"ANH - West Lincolnshire",0,0,0,0,0,0,0,0,0,0,0,0,0,0,0,0,0,0,0,0,null,1,"TMS - London",0,0,0,0,0,0]
[1,84,117,"YKY - Grid",0,0,0,0,38,"NNE - Kielder",0,0,0,0,0,0,0,0,0,0,0,0,0,0,0,0,0,0,0,0,null,1,"TMS - Slough Wycombe Aylesbury",0,0,0,0,0,0]
[1,85,117,"YKY - Grid",0,0,0,0,87,"UU - Integrated",0,0,0,0,0,0,0,0,0,0,0,0,0,0,0,0,0,0,0,0,null,1,"TMS - SWOX",0,0,0,0,0,0]
[1,86,74,"SVT - Strategic Grid",0,0,0,0,22,"ANH - Ruthamford North",0,0,0,0,0,0,0,0,0,0,0,0,0,0,0,0,0,0,0,0,null,1,"UU - Carlisle",0,0,0,0,0,0]
[1,87,74,"SVT - Strategic Grid",0,0,0,0,10,"ANH - Central Lincolnshire",0,0,0,0,0,0,0,0,0,0,0,0,0,0,0,0,0,0,0,0,null,1,"UU - Integrated",0,0,0,0,0,0]
[1,88,74,"SVT - Strategic Grid",0,0,0,0,68,"SVT - North Staffs",0,0,0,0,0,0,0,0,0,0,0,0,0,0,0,0,0,0,0,0,null,1,"UU - North Eden",0,0,0,0,0,0]
[1,89,74,"SVT - Strategic Grid",0,0,0,0,70,"SVT - Rutland",0,0,0,0,0,0,0,0,0,0,0,0,0,0,0,0,0,0,0,0,null,1,"UU - West Cumbria",0,0,0,0,0,0]
[1,90,74,"SVT - Strategic Grid",0,0,0,0,63,"SVT - Forest and Stroud",0,0,0,0,0,0,0,0,0,0,0,0,0,0,0,0,0,0,0,0,null,1,"VWP - Tidworth",0,0,0,0,0,0]
[1,91,74,"SVT - Strategic Grid",0,0,0,0,87,"UU - Integrated",0,0,0,0,0,0,0,0,0,0,0,0,0,0,0,0,0,0,0,0,null,1,"WSH - Alwen /Dee",0,0,0,0,0,0]
[1,92,74,"SVT - Strategic Grid",0,0,0,0,108,"WSH - Ross-on-Wye",0,0,0,0,0,0,0,0,0,0,0,0,0,0,0,0,0,0,0,0,null,1,"WSH - Bala",0,0,0,0,0,0]
[1,93,0,0,0,0,0,0,0,0,0,0,0,0,0,0,0,0,0,0,0,0,0,0,0,0,0,0,0,0,null,1,"WSH - Barmouth",0,0,0,0,0,0]
[1,94,0,0,0,0,0,0,0,0,0,0,0,0,0,0,0,0,0,0,0,0,0,0,0,0,0,0,0,0,null,1,"WSH - Blaenau Ffestiniog",0,0,0,0,0,0]
[1,95,0,0,0,0,0,0,0,0,0,0,0,0,0,0,0,0,0,0,0,0,0,0,0,0,0,0,0,0,null,1,"WSH - Brecon / Portis",0,0,0,0,0,0]
[1,96,0,0,0,0,0,0,0,0,0,0,0,0,0,0,0,0,0,0,0,0,0,0,0,0,0,0,0,0,null,1,"WSH - Clwyd Coastal",0,0,0,0,0,0]
[1,97,0,0,0,0,0,0,0,0,0,0,0,0,0,0,0,0,0,0,0,0,0,0,0,0,0,0,0,0,null,1,"WSH - Dyffryn Conwy",0,0,0,0,0,0]
[1,98,0,0,0,0,0,0,0,0,0,0,0,0,0,0,0,0,0,0,0,0,0,0,0,0,0,0,0,0,null,1,"WSH - Elan/Builth Wells",0,0,0,0,0,0]
[1,99,0,0,0,0,0,0,0,0,0,0,0,0,0,0,0,0,0,0,0,0,0,0,0,0,0,0,0,0,null,1,"WSH - Hereford C.U. System",0,0,0,0,0,0]
[1,100,0,0,0,0,0,0,0,0,0,0,0,0,0,0,0,0,0,0,0,0,0,0,0,0,0,0,0,0,null,1,"WSH - Lleyn / Harlech",0,0,0,0,0,0]
[1,101,0,0,0,0,0,0,0,0,0,0,0,0,0,0,0,0,0,0,0,0,0,0,0,0,0,0,0,0,null,1,"WSH - Llyswen",0,0,0,0,0,0]
[1,102,0,0,0,0,0,0,0,0,0,0,0,0,0,0,0,0,0,0,0,0,0,0,0,0,0,0,0,0,null,1,"WSH - Mid & South Ceredigion",0,0,0,0,0,0]
[1,103,0,0,0,0,0,0,0,0,0,0,0,0,0,0,0,0,0,0,0,0,0,0,0,0,0,0,0,0,null,1,"WSH - Monmouth",0,0,0,0,0,0]
[1,104,0,0,0,0,0,0,0,0,0,0,0,0,0,0,0,0,0,0,0,0,0,0,0,0,0,0,0,0,null,1,"WSH - North Ceredigion",0,0,0,0,0,0]
[1,105,0,0,0,0,0,0,0,0,0,0,0,0,0,0,0,0,0,0,0,0,0,0,0,0,0,0,0,0,null,1,"WSH - North Eryri / Ynys Mon",0,0,0,0,0,0]
[1,106,0,0,0,0,0,0,0,0,0,0,0,0,0,0,0,0,0,0,0,0,0,0,0,0,0,0,0,0,null,1,"WSH - Pembrokeshire",0,0,0,0,0,0]
[1,107,0,0,0,0,0,0,0,0,0,0,0,0,0,0,0,0,0,0,0,0,0,0,0,0,0,0,0,0,null,1,"WSH - Pilleth",0,0,0,0,0,0]
[1,108,0,0,0,0,0,0,0,0,0,0,0,0,0,0,0,0,0,0,0,0,0,0,0,0,0,0,0,0,null,1,"WSH - Ross-on-Wye",0,0,0,0,0,0]
[1,109,0,0,0,0,0,0,0,0,0,0,0,0,0,0,0,0,0,0,0,0,0,0,0,0,0,0,0,0,null,1,"WSH - SE Wales C.U. System",0,0,0,0,0,0]
[1,110,0,0,0,0,0,0,0,0,0,0,0,0,0,0,0,0,0,0,0,0,0,0,0,0,0,0,0,0,null,1,"WSH - South Meirionydd",0,0,0,0,0,0]
[1,111,0,0,0,0,0,0,0,0,0,0,0,0,0,0,0,0,0,0,0,0,0,0,0,0,0,0,0,0,null,1,"WSH - Tywi C.U. System",0,0,0,0,0,0]
[1,112,0,0,0,0,0,0,0,0,0,0,0,0,0,0,0,0,0,0,0,0,0,0,0,0,0,0,0,0,null,1,"WSH - Tywyn / Aberdyfi",0,0,0,0,0,0]
[1,113,0,0,0,0,0,0,0,0,0,0,0,0,0,0,0,0,0,0,0,0,0,0,0,0,0,0,0,0,null,1,"WSH - Vowchurch",0,0,0,0,0,0]
[1,114,0,0,0,0,0,0,0,0,0,0,0,0,0,0,0,0,0,0,0,0,0,0,0,0,0,0,0,0,null,1,"WSH - Whitbourne",0,0,0,0,0,0]
[1,115,0,0,0,0,0,0,0,0,0,0,0,0,0,0,0,0,0,0,0,0,0,0,0,0,0,0,0,0,null,1,"WSX - Companywide (WW)",0,0,0,0,0,0]
[1,116,0,0,0,0,0,0,0,0,0,0,0,0,0,0,0,0,0,0,0,0,0,0,0,0,0,0,0,0,null,1,"YKY - East SWZ",0,0,0,0,0,0]
[1,117,0,0,0,0,0,0,0,0,0,0,0,0,0,0,0,0,0,0,0,0,0,0,0,0,0,0,0,0,null,1,"YKY - Grid",0,0,0,0,0,0]
[1,118,0,0,0,0,0,0,0,0,0,0,0,0,0,0,0,0,0,0,0,0,0,0,0,0,0,0,0,0]
[1,119,0,0,0,0,0,0,0,0,0,0,0,0,0,0,0,0,0,0,0,0,0,0,0,0,0,0,0,0]
[1,120,0,0,0,0,0,0,0,0,0,0,0,0,0,0,0,0,0,0,0,0,0,0,0,0,0,0,0,0]
[1,121,0,0,0,0,0,0,0,0,0,0,0,0,0,0,0,0,0,0,0,0,0,0,0,0,0,0,0,0]
[1,122,0,0,0,0,0,0,0,0,0,0,0,0,0,0,0,0,0,0,0,0,0,0,0,0,0,0,0,0]
[1,123,0,0,0,0,0,0,0,0,0,0,0,0,0,0,0,0,0,0,0,0,0,0,0,0,0,0,0,0]
[1,124,0,0,0,0,0,0,0,0,0,0,0,0,0,0,0,0,0,0,0,0,0,0,0,0,0,0,0,0]
[1,125,0,0,0,0,0,0,0,0,0,0,0,0,0,0,0,0,0,0,0,0,0,0,0,0,0,0,0,0]
[1,126,0,0,0,0,0,0,0,0,0,0,0,0,0,0,0,0,0,0,0,0,0,0,0,0,0,0,0,0]
[1,127,0,0,0,0,0,0,0,0,0,0,0,0,0,0,0,0,0,0,0,0,0,0,0,0,0,0,0,0]
[1,128,0,0,0,0,0,0,0,0,0,0,0,0,0,0,0,0,0,0,0,0,0,0,0,0,0,0,0,0]
[1,129,0,0,0,0,0,0,0,0,0,0,0,0,0,0,0,0,0,0,0,0,0,0,0,0,0,0,0,0]
[1,130,0,0,0,0,0,0,0,0,0,0,0,0,0,0,0,0,0,0,0,0,0,0,0,0,0,0,0,0]
[1,131,0,0,0,0,0,0,0,0,0,0,0,0,0,0,0,0,0,0,0,0,0,0,0,0,0,0,0,0]
[1,132,0,0,0,0,0,0,0,0,0,0,0,0,0,0,0,0,0,0,0,0,0,0,0,0,0,0,0,0]
[1,133,0,0,0,0,0,0,0,0,0,0,0,0,0,0,0,0,0,0,0,0,0,0,0,0,0,0,0,0]
[1,134,0,0,0,0,0,0,0,0,0,0,0,0,0,0,0,0,0,0,0,0,0,0,0,0,0,0,0,0]
[1,135,0,0,0,0,0,0,0,0,0,0,0,0,0,0,0,0,0,0,0,0,0,0,0,0,0,0,0,0]
[1,136,0,0,0,0,0,0,0,0,0,0,0,0,0,0,0,0,0,0,0,0,0,0,0,0,0,0,0,0]
[1,137,0,0,0,0,0,0,0,0,0,0,0,0,0,0,0,0,0,0,0,0,0,0,0,0,0,0,0,0]
[1,138,0,0,0,0,0,0,0,0,0,0,0,0,0,0,0,0,0,0,0,0,0,0,0,0,0,0,0,0]
[1,139,0,0,0,0,0,0,0,0,0,0,0,0,0,0,0,0,0,0,0,0,0,0,0,0,0,0,0,0]
[1,140,0,0,0,0,0,0,0,0,0,0,0,0,0,0,0,0,0,0,0,0,0,0,0,0,0,0,0,0]
[1,141,0,0,0,0,0,0,0,0,0,0,0,0,0,0,0,0,0,0,0,0,0,0,0,0,0,0,0,0]
[1,142,0,0,0,0,0,0,0,0,0,0,0,0,0,0,0,0,0,0,0,0,0,0,0,0,0,0,0,0]
[1,143,0,0,0,0,0,0,0,0,0,0,0,0,0,0,0,0,0,0,0,0,0,0,0,0,0,0,0,0]
[1,144,0,0,0,0,0,0,0,0,0,0,0,0,0,0,0,0,0,0,0,0,0,0,0,0,0,0,0,0]
[1,145,0,0,0,0,0,0,0,0,0,0,0,0,0,0,0,0,0,0,0,0,0,0,0,0,0,0,0,0]
[1,146,0,0,0,0,0,0,0,0,0,0,0,0,0,0,0,0,0,0,0,0,0,0,0,0,0,0,0,0]
[1,147,0,0,0,0,0,0,0,0,0,0,0,0,0,0,0,0,0,0,0,0,0,0,0,0,0,0,0,0]
[1,148,0,0,0,0,0,0,0,0,0,0,0,0,0,0,0,0,0,0,0,0,0,0,0,0,0,0,0,0]
[1,149,0,0,0,0,0,0,0,0,0,0,0,0,0,0,0,0,0,0,0,0,0,0,0,0,0,0,0,0]
[1,150,0,0,0,0,0,0,0,0,0,0,0,0,0,0,0,0,0,0,0,0,0,0,0,0,0,0,0,0]
[1,151,0,0,0,0,0,0,0,0,0,0,0,0,0,0,0,0,0,0,0,0,0,0,0,0,0,0,0,0]
[1,152,0,0,0,0,0,0,0,0,0,0,0,0,0,0,0,0,0,0,0,0,0,0,0,0,0,0,0,0]
[1,153,0,0,0,0,0,0,0,0,0,0,0,0,0,0,0,0,0,0,0,0,0,0,0,0,0,0,0,0]
[1,154,0,0,0,0,0,0,0,0,0,0,0,0,0,0,0,0,0,0,0,0,0,0,0,0,0,0,0,0]
[]
[2,1,69,"SVT - Nottinghamshire",0,0,0,0,67,"SVT - Newark",0,0,0,0,0,0,0,0,0,0,0,0,0,0,0,0,0,0,0,0,null,2,"AFW - 1 Misbourne",0,0,0,0,0,0]
[2,2,69,"SVT - Nottinghamshire",0,0,0,0,26,"ANH - West Lincolnshire",0,0,0,0,0,0,0,0,0,0,0,0,0,0,0,0,0,0,0,0,null,2,"AFW - 2 Colne",0,0,0,0,0,0]
[2,3,69,"SVT - Nottinghamshire",0,0,0,0,10,"ANH - Central Lincolnshire",0,0,0,0,0,0,0,0,0,0,0,0,0,0,0,0,0,0,0,0,null,2,"AFW - 3 Lee",0,0,0,0,0,0]
[2,4,28,"BRL - Bristol",0,0,0,0,63,"SVT - Forest and Stroud",0,0,0,0,0,0,0,0,0,0,0,0,0,0,0,0,0,0,0,0,null,2,"AFW - 4 Pinn",0,0,0,0,0,0]
[2,5,28,"BRL - Bristol",0,0,0,0,103,"WSH - Monmouth",0,0,0,0,0,0,0,0,0,0,0,0,0,0,0,0,0,0,0,0,null,2,"AFW - 5 Stort",0,0,0,0,0,0]
[2,6,46,"SEW - 4",0,0,0,0,1,"AFW - 1 Misbourne",0,0,0,0,0,0,0,0,0,0,0,0,0,0,0,0,0,0,0,0,null,2,"AFW - 6 Wey",0,0,0,0,0,0]
[2,7,46,"SEW - 4",0,0,0,0,84,"TMS - Slough Wycombe Aylesbury",0,0,0,0,0,0,0,0,0,0,0,0,0,0,0,0,0,0,0,0,null,2,"AFW - 7 Dour",0,0,0,0,0,0]
[2,8,46,"SEW - 4",0,0,0,0,47,"SEW - 5",0,0,0,0,0,0,0,0,0,0,0,0,0,0,0,0,0,0,0,0,null,2,"AFW - 8 Brett",0,0,0,0,0,0]
[2,9,46,"SEW - 4",0,0,0,0,80,"TMS - Guildford",0,0,0,0,0,0,0,0,0,0,0,0,0,0,0,0,0,0,0,0,null,2,"ANH - Central Essex",0,0,0,0,0,0]
[2,10,46,"SEW - 4",0,0,0,0,51,"SRN - Hants Andover",0,0,0,0,0,0,0,0,0,0,0,0,0,0,0,0,0,0,0,0,null,2,"ANH - Central Lincolnshire",0,0,0,0,0,0]
[2,11,46,"SEW - 4",0,0,0,0,52,"SRN - Hants Kingsclere",0,0,0,0,0,0,0,0,0,0,0,0,0,0,0,0,0,0,0,0,null,2,"ANH - CHEVELEY",0,0,0,0,0,0]
[2,12,46,"SEW - 4",0,0,0,0,82,"TMS - Kennet Valley",0,0,0,0,0,0,0,0,0,0,0,0,0,0,0,0,0,0,0,0,null,2,"ANH - East Lincolnshire",0,0,0,0,0,0]
[2,13,46,"SEW - 4",0,0,0,0,81,"TMS - Henley",0,0,0,0,0,0,0,0,0,0,0,0,0,0,0,0,0,0,0,0,null,2,"ANH - East Suffolk",0,0,0,0,0,0]
[2,14,45,"SEW - 3",0,0,0,0,58,"SRN - Sussex Hastings",0,0,0,0,0,0,0,0,0,0,0,0,0,0,0,0,0,0,0,0,null,2,"ANH - ELY",0,0,0,0,0,0]
[2,15,44,"SEW - 2",0,0,0,0,58,"SRN - Sussex Hastings",0,0,0,0,0,0,0,0,0,0,0,0,0,0,0,0,0,0,0,0,null,2,"ANH - Fenland",0,0,0,0,0,0]
[2,16,44,"SEW - 2",0,0,0,0,41,"SES - East Surrey",0,0,0,0,0,0,0,0,0,0,0,0,0,0,0,0,0,0,0,0,null,2,"ANH - Hartlepool",0,0,0,0,0,0]
[2,17,57,"SRN - Sussex Brighton",0,0,0,0,41,"SES - East Surrey",0,0,0,0,0,0,0,0,0,0,0,0,0,0,0,0,0,0,0,0,null,2,"ANH - Hunstanton",0,0,0,0,0,0]
[2,18,57,"SRN - Sussex Brighton",0,0,0,0,80,"TMS - Guildford",0,0,0,0,0,0,0,0,0,0,0,0,0,0,0,0,0,0,0,0,null,2,"ANH - NEWMARKET",0,0,0,0,0,0]
[2,19,59,"SRN - Sussex North",0,0,0,0,41,"SES - East Surrey",0,0,0,0,0,0,0,0,0,0,0,0,0,0,0,0,0,0,0,0,null,2,"ANH - Norfolk Rural",0,0,0,0,0,0]
[2,20,59,"SRN - Sussex North",0,0,0,0,47,"SEW - 5",0,0,0,0,0,0,0,0,0,0,0,0,0,0,0,0,0,0,0,0,null,2,"ANH - North Norfolk Coast",0,0,0,0,0,0]
[2,21,59,"SRN - Sussex North",0,0,0,0,80,"TMS - Guildford",0,0,0,0,0,0,0,0,0,0,0,0,0,0,0,0,0,0,0,0,null,2,"ANH - Norwich and the Broads",0,0,0,0,0,0]
[2,22,59,"SRN - Sussex North",0,0,0,0,39,"PRT - Companywide (portsmouth)",0,0,0,0,0,0,0,0,0,0,0,0,0,0,0,0,0,0,0,0,null,2,"ANH - Ruthamford North",0,0,0,0,0,0]
[2,23,53,"SRN - Hants South",0,0,0,0,47,"SEW - 5",0,0,0,0,0,0,0,0,0,0,0,0,0,0,0,0,0,0,0,0,null,2,"ANH - Ruthamford South",0,0,0,0,0,0]
[2,24,53,"SRN - Hants South",0,0,0,0,40,"SBW - Companywide (SBW)",0,0,0,0,0,0,0,0,0,0,0,0,0,0,0,0,0,0,0,0,null,2,"ANH - South Essex",0,0,0,0,0,0]
[2,25,53,"SRN - Hants South",0,0,0,0,51,"SRN - Hants Andover",0,0,0,0,0,0,0,0,0,0,0,0,0,0,0,0,0,0,0,0,null,2,"ANH - SUDBURY",0,0,0,0,0,0]
[2,26,53,"SRN - Hants South",0,0,0,0,52,"SRN - Hants Kingsclere",0,0,0,0,0,0,0,0,0,0,0,0,0,0,0,0,0,0,0,0,null,2,"ANH - West Lincolnshire",0,0,0,0,0,0]
[2,27,53,"SRN - Hants South",0,0,0,0,30,"CHL - Cholderton & District",0,0,0,0,0,0,0,0,0,0,0,0,0,0,0,0,0,0,0,0,null,2,"ANH - WEST SUFFOLK",0,0,0,0,0,0]
[2,28,53,"SRN - Hants South",0,0,0,0,39,"PRT - Companywide (portsmouth)",0,0,0,0,0,0,0,0,0,0,0,0,0,0,0,0,0,0,0,0,null,2,"BRL - Bristol",0,0,0,0,0,0]
[2,29,55,"SRN - Kent Medway",0,0,0,0,34,"ESK - Essex",0,0,0,0,0,0,0,0,0,0,0,0,0,0,0,0,0,0,0,0,null,2,"CAM - Cambridge",0,0,0,0,0,0]
[2,30,60,"SRN - Sussex Worthing",0,0,0,0,41,"SES - East Surrey",0,0,0,0,0,0,0,0,0,0,0,0,0,0,0,0,0,0,0,0,null,2,"CHL - Cholderton & District",0,0,0,0,0,0]
[2,31,60,"SRN - Sussex Worthing",0,0,0,0,47,"SEW - 5",0,0,0,0,0,0,0,0,0,0,0,0,0,0,0,0,0,0,0,0,null,2,"DVW - Chester",0,0,0,0,0,0]
[2,32,60,"SRN - Sussex Worthing",0,0,0,0,80,"TMS - Guildford",0,0,0,0,0,0,0,0,0,0,0,0,0,0,0,0,0,0,0,0,null,2,"DVW - Wrexham",0,0,0,0,0,0]
[2,33,60,"SRN - Sussex Worthing",0,0,0,0,39,"PRT - Companywide (portsmouth)",0,0,0,0,0,0,0,0,0,0,0,0,0,0,0,0,0,0,0,0,null,2,"ESK - Blyth",0,0,0,0,0,0]
[2,34,83,"TMS - London",0,0,0,0,34,"ESK - Essex",0,0,0,0,0,0,0,0,0,0,0,0,0,0,0,0,0,0,0,0,null,2,"ESK - Essex",0,0,0,0,0,0]
[2,35,83,"TMS - London",0,0,0,0,2,"AFW - 2 Colne",0,0,0,0,0,0,0,0,0,0,0,0,0,0,0,0,0,0,0,0,null,2,"ESK - Hartismere",0,0,0,0,0,0]
[2,36,83,"TMS - London",0,0,0,0,1,"AFW - 1 Misbourne",0,0,0,0,0,0,0,0,0,0,0,0,0,0,0,0,0,0,0,0,null,2,"ESK - Northern & Central",0,0,0,0,0,0]
[2,37,83,"TMS - London",0,0,0,0,41,"SES - East Surrey",0,0,0,0,0,0,0,0,0,0,0,0,0,0,0,0,0,0,0,0,null,2,"NNE - Berwick-Fowberry",0,0,0,0,0,0]
[2,38,49,"SEW - 7",0,0,0,0,58,"SRN - Sussex Hastings",0,0,0,0,0,0,0,0,0,0,0,0,0,0,0,0,0,0,0,0,null,2,"NNE - Kielder",0,0,0,0,0,0]
[2,39,50,"SEW - 8",0,0,0,0,58,"SRN - Sussex Hastings",0,0,0,0,0,0,0,0,0,0,0,0,0,0,0,0,0,0,0,0,null,2,"PRT - Companywide (portsmouth)",0,0,0,0,0,0]
[2,40,48,"SEW - 6",0,0,0,0,34,"ESK - Essex",0,0,0,0,0,0,0,0,0,0,0,0,0,0,0,0,0,0,0,0,null,2,"SBW - Companywide (SBW)",0,0,0,0,0,0]
[2,41,48,"SEW - 6",0,0,0,0,58,"SRN - Sussex Hastings",0,0,0,0,0,0,0,0,0,0,0,0,0,0,0,0,0,0,0,0,null,2,"SES - East Surrey",0,0,0,0,0,0]
[2,42,48,"SEW - 6",0,0,0,0,41,"SES - East Surrey",0,0,0,0,0,0,0,0,0,0,0,0,0,0,0,0,0,0,0,0,null,2,"SES - Sutton",0,0,0,0,0,0]
[2,43,4,"AFW - 4 Pinn",0,0,0,0,2,"AFW - 2 Colne",0,0,0,0,0,0,0,0,0,0,0,0,0,0,0,0,0,0,0,0,null,2,"SEW - 1",0,0,0,0,0,0]
[2,44,4,"AFW - 4 Pinn",0,0,0,0,1,"AFW - 1 Misbourne",0,0,0,0,0,0,0,0,0,0,0,0,0,0,0,0,0,0,0,0,null,2,"SEW - 2",0,0,0,0,0,0]
[2,45,4,"AFW - 4 Pinn",0,0,0,0,84,"TMS - Slough Wycombe Aylesbury",0,0,0,0,0,0,0,0,0,0,0,0,0,0,0,0,0,0,0,0,null,2,"SEW - 3",0,0,0,0,0,0]
[2,46,4,"AFW - 4 Pinn",0,0,0,0,41,"SES - East Surrey",0,0,0,0,0,0,0,0,0,0,0,0,0,0,0,0,0,0,0,0,null,2,"SEW - 4",0,0,0,0,0,0]
[2,47,4,"AFW - 4 Pinn",0,0,0,0,80,"TMS - Guildford",0,0,0,0,0,0,0,0,0,0,0,0,0,0,0,0,0,0,0,0,null,2,"SEW - 5",0,0,0,0,0,0]
[2,48,4,"AFW - 4 Pinn",0,0,0,0,81,"TMS - Henley",0,0,0,0,0,0,0,0,0,0,0,0,0,0,0,0,0,0,0,0,null,2,"SEW - 6",0,0,0,0,0,0]
[2,49,6,"AFW - 6 Wey",0,0,0,0,2,"AFW - 2 Colne",0,0,0,0,0,0,0,0,0,0,0,0,0,0,0,0,0,0,0,0,null,2,"SEW - 7",0,0,0,0,0,0]
[2,50,6,"AFW - 6 Wey",0,0,0,0,1,"AFW - 1 Misbourne",0,0,0,0,0,0,0,0,0,0,0,0,0,0,0,0,0,0,0,0,null,2,"SEW - 8",0,0,0,0,0,0]
[2,51,6,"AFW - 6 Wey",0,0,0,0,84,"TMS - Slough Wycombe Aylesbury",0,0,0,0,0,0,0,0,0,0,0,0,0,0,0,0,0,0,0,0,null,2,"SRN - Hants Andover",0,0,0,0,0,0]
[2,52,6,"AFW - 6 Wey",0,0,0,0,41,"SES - East Surrey",0,0,0,0,0,0,0,0,0,0,0,0,0,0,0,0,0,0,0,0,null,2,"SRN - Hants Kingsclere",0,0,0,0,0,0]
[2,53,6,"AFW - 6 Wey",0,0,0,0,47,"SEW - 5",0,0,0,0,0,0,0,0,0,0,0,0,0,0,0,0,0,0,0,0,null,2,"SRN - Hants South",0,0,0,0,0,0]
[2,54,6,"AFW - 6 Wey",0,0,0,0,80,"TMS - Guildford",0,0,0,0,0,0,0,0,0,0,0,0,0,0,0,0,0,0,0,0,null,2,"SRN - Isle of Wight",0,0,0,0,0,0]
[2,55,6,"AFW - 6 Wey",0,0,0,0,82,"TMS - Kennet Valley",0,0,0,0,0,0,0,0,0,0,0,0,0,0,0,0,0,0,0,0,null,2,"SRN - Kent Medway",0,0,0,0,0,0]
[2,56,6,"AFW - 6 Wey",0,0,0,0,81,"TMS - Henley",0,0,0,0,0,0,0,0,0,0,0,0,0,0,0,0,0,0,0,0,null,2,"SRN - Kent Thannet",0,0,0,0,0,0]
[2,57,21,"ANH - Norwich and the Broads",0,0,0,0,36,"ESK - Northern & Central",0,0,0,0,0,0,0,0,0,0,0,0,0,0,0,0,0,0,0,0,null,2,"SRN - Sussex Brighton",0,0,0,0,0,0]
[2,58,21,"ANH - Norwich and the Broads",0,0,0,0,19,"ANH - Norfolk Rural",0,0,0,0,0,0,0,0,0,0,0,0,0,0,0,0,0,0,0,0,null,2,"SRN - Sussex Hastings",0,0,0,0,0,0]
[2,59,21,"ANH - Norwich and the Broads",0,0,0,0,20,"ANH - North Norfolk Coast",0,0,0,0,0,0,0,0,0,0,0,0,0,0,0,0,0,0,0,0,null,2,"SRN - Sussex North",0,0,0,0,0,0]
[2,60,21,"ANH - Norwich and the Broads",0,0,0,0,33,"ESK - Blyth",0,0,0,0,0,0,0,0,0,0,0,0,0,0,0,0,0,0,0,0,null,2,"SRN - Sussex Worthing",0,0,0,0,0,0]
[2,61,21,"ANH - Norwich and the Broads",0,0,0,0,35,"ESK - Hartismere",0,0,0,0,0,0,0,0,0,0,0,0,0,0,0,0,0,0,0,0,null,2,"SSC - South Staffordshire",0,0,0,0,0,0]
[2,62,3,"AFW - 3 Lee",0,0,0,0,29,"CAM - Cambridge",0,0,0,0,0,0,0,0,0,0,0,0,0,0,0,0,0,0,0,0,null,2,"SVT - Bishops Castle",0,0,0,0,0,0]
[2,63,3,"AFW - 3 Lee",0,0,0,0,2,"AFW - 2 Colne",0,0,0,0,0,0,0,0,0,0,0,0,0,0,0,0,0,0,0,0,null,2,"SVT - Forest and Stroud",0,0,0,0,0,0]
[2,64,3,"AFW - 3 Lee",0,0,0,0,1,"AFW - 1 Misbourne",0,0,0,0,0,0,0,0,0,0,0,0,0,0,0,0,0,0,0,0,null,2,"SVT - Kinsall",0,0,0,0,0,0]
[2,65,3,"AFW - 3 Lee",0,0,0,0,84,"TMS - Slough Wycombe Aylesbury",0,0,0,0,0,0,0,0,0,0,0,0,0,0,0,0,0,0,0,0,null,2,"SVT - Llandinam and Llanwrin",0,0,0,0,0,0]
[2,66,74,"SVT - Strategic Grid",0,0,0,0,75,"SVT - Whitchurch and Wem",0,0,0,0,0,0,0,0,0,0,0,0,0,0,0,0,0,0,0,0,null,2,"SVT - Mardy",0,0,0,0,0,0]
[2,67,74,"SVT - Strategic Grid",0,0,0,0,73,"SVT - Stafford",0,0,0,0,0,0,0,0,0,0,0,0,0,0,0,0,0,0,0,0,null,2,"SVT - Newark",0,0,0,0,0,0]
[2,68,74,"SVT - Strategic Grid",0,0,0,0,64,"SVT - Kinsall",0,0,0,0,0,0,0,0,0,0,0,0,0,0,0,0,0,0,0,0,null,2,"SVT - North Staffs",0,0,0,0,0,0]
[2,69,74,"SVT - Strategic Grid",0,0,0,0,72,"SVT - Shelton",0,0,0,0,0,0,0,0,0,0,0,0,0,0,0,0,0,0,0,0,null,2,"SVT - Nottinghamshire",0,0,0,0,0,0]
[2,70,74,"SVT - Strategic Grid",0,0,0,0,71,"SVT - Ruyton",0,0,0,0,0,0,0,0,0,0,0,0,0,0,0,0,0,0,0,0,null,2,"SVT - Rutland",0,0,0,0,0,0]
[2,71,74,"SVT - Strategic Grid",0,0,0,0,61,"SSC - South Staffordshire",0,0,0,0,0,0,0,0,0,0,0,0,0,0,0,0,0,0,0,0,null,2,"SVT - Ruyton",0,0,0,0,0,0]
[2,72,74,"SVT - Strategic Grid",0,0,0,0,76,"SVT - Wolverhampton",0,0,0,0,0,0,0,0,0,0,0,0,0,0,0,0,0,0,0,0,null,2,"SVT - Shelton",0,0,0,0,0,0]
[2,73,74,"SVT - Strategic Grid",0,0,0,0,62,"SVT - Bishops Castle",0,0,0,0,0,0,0,0,0,0,0,0,0,0,0,0,0,0,0,0,null,2,"SVT - Stafford",0,0,0,0,0,0]
[2,74,74,"SVT - Strategic Grid",0,0,0,0,99,"WSH - Hereford C.U. System",0,0,0,0,0,0,0,0,0,0,0,0,0,0,0,0,0,0,0,0,null,2,"SVT - Strategic Grid",0,0,0,0,0,0]
[2,75,74,"SVT - Strategic Grid",0,0,0,0,107,"WSH - Pilleth",0,0,0,0,0,0,0,0,0,0,0,0,0,0,0,0,0,0,0,0,null,2,"SVT - Whitchurch and Wem",0,0,0,0,0,0]
[2,76,13,"ANH - East Suffolk",0,0,0,0,33,"ESK - Blyth",0,0,0,0,0,0,0,0,0,0,0,0,0,0,0,0,0,0,0,0,null,2,"SVT - Wolverhampton",0,0,0,0,0,0]
[2,77,13,"ANH - East Suffolk",0,0,0,0,8,"AFW - 8 Brett",0,0,0,0,0,0,0,0,0,0,0,0,0,0,0,0,0,0,0,0,null,2,"SWT - Colliford",0,0,0,0,0,0]
[2,78,13,"ANH - East Suffolk",0,0,0,0,35,"ESK - Hartismere",0,0,0,0,0,0,0,0,0,0,0,0,0,0,0,0,0,0,0,0,null,2,"SWT - Roadford",0,0,0,0,0,0]
[2,79,13,"ANH - East Suffolk",0,0,0,0,25,"ANH - SUDBURY",0,0,0,0,0,0,0,0,0,0,0,0,0,0,0,0,0,0,0,0,null,2,"SWT - Wimbleball",0,0,0,0,0,0]
[2,80,28,"BRL - Bristol",0,0,0,0,115,"WSX - Companywide (WW)",0,0,0,0,0,0,0,0,0,0,0,0,0,0,0,0,0,0,0,0,null,2,"TMS - Guildford",0,0,0,0,0,0]
[2,81,53,"SRN - Hants South",0,0,0,0,115,"WSX - Companywide (WW)",0,0,0,0,0,0,0,0,0,0,0,0,0,0,0,0,0,0,0,0,null,2,"TMS - Henley",0,0,0,0,0,0]
[2,82,117,"YKY - Grid",0,0,0,0,116,"YKY - East SWZ",0,0,0,0,0,0,0,0,0,0,0,0,0,0,0,0,0,0,0,0,null,2,"TMS - Kennet Valley",0,0,0,0,0,0]
[2,83,117,"YKY - Grid",0,0,0,0,26,"ANH - West Lincolnshire",0,0,0,0,0,0,0,0,0,0,0,0,0,0,0,0,0,0,0,0,null,2,"TMS - London",0,0,0,0,0,0]
[2,84,117,"YKY - Grid",0,0,0,0,38,"NNE - Kielder",0,0,0,0,0,0,0,0,0,0,0,0,0,0,0,0,0,0,0,0,null,2,"TMS - Slough Wycombe Aylesbury",0,0,0,0,0,0]
[2,85,117,"YKY - Grid",0,0,0,0,87,"UU - Integrated",0,0,0,0,0,0,0,0,0,0,0,0,0,0,0,0,0,0,0,0,null,2,"TMS - SWOX",0,0,0,0,0,0]
[2,86,74,"SVT - Strategic Grid",0,0,0,0,22,"ANH - Ruthamford North",0,0,0,0,0,0,0,0,0,0,0,0,0,0,0,0,0,0,0,0,null,2,"UU - Carlisle",0,0,0,0,0,0]
[2,87,74,"SVT - Strategic Grid",0,0,0,0,10,"ANH - Central Lincolnshire",0,0,0,0,0,0,0,0,0,0,0,0,0,0,0,0,0,0,0,0,null,2,"UU - Integrated",0,0,0,0,0,0]
[2,88,74,"SVT - Strategic Grid",0,0,0,0,68,"SVT - North Staffs",0,0,0,0,0,0,0,0,0,0,0,0,0,0,0,0,0,0,0,0,null,2,"UU - North Eden",0,0,0,0,0,0]
[2,89,74,"SVT - Strategic Grid",0,0,0,0,70,"SVT - Rutland",0,0,0,0,0,0,0,0,0,0,0,0,0,0,0,0,0,0,0,0,null,2,"UU - West Cumbria",0,0,0,0,0,0]
[2,90,74,"SVT - Strategic Grid",0,0,0,0,63,"SVT - Forest and Stroud",0,0,0,0,0,0,0,0,0,0,0,0,0,0,0,0,0,0,0,0,null,2,"VWP - Tidworth",0,0,0,0,0,0]
[2,91,74,"SVT - Strategic Grid",0,0,0,0,87,"UU - Integrated",0,0,0,0,0,0,0,0,0,0,0,0,0,0,0,0,0,0,0,0,null,2,"WSH - Alwen /Dee",0,0,0,0,0,0]
[2,92,74,"SVT - Strategic Grid",0,0,0,0,108,"WSH - Ross-on-Wye",0,0,0,0,0,0,0,0,0,0,0,0,0,0,0,0,0,0,0,0,null,2,"WSH - Bala",0,0,0,0,0,0]
[2,93,0,0,0,0,0,0,0,0,0,0,0,0,0,0,0,0,0,0,0,0,0,0,0,0,0,0,0,0,null,2,"WSH - Barmouth",0,0,0,0,0,0]
[2,94,0,0,0,0,0,0,0,0,0,0,0,0,0,0,0,0,0,0,0,0,0,0,0,0,0,0,0,0,null,2,"WSH - Blaenau Ffestiniog",0,0,0,0,0,0]
[2,95,0,0,0,0,0,0,0,0,0,0,0,0,0,0,0,0,0,0,0,0,0,0,0,0,0,0,0,0,null,2,"WSH - Brecon / Portis",0,0,0,0,0,0]
[2,96,0,0,0,0,0,0,0,0,0,0,0,0,0,0,0,0,0,0,0,0,0,0,0,0,0,0,0,0,null,2,"WSH - Clwyd Coastal",0,0,0,0,0,0]
[2,97,0,0,0,0,0,0,0,0,0,0,0,0,0,0,0,0,0,0,0,0,0,0,0,0,0,0,0,0,null,2,"WSH - Dyffryn Conwy",0,0,0,0,0,0]
[2,98,0,0,0,0,0,0,0,0,0,0,0,0,0,0,0,0,0,0,0,0,0,0,0,0,0,0,0,0,null,2,"WSH - Elan/Builth Wells",0,0,0,0,0,0]
[2,99,0,0,0,0,0,0,0,0,0,0,0,0,0,0,0,0,0,0,0,0,0,0,0,0,0,0,0,0,null,2,"WSH - Hereford C.U. System",0,0,0,0,0,0]
[2,100,0,0,0,0,0,0,0,0,0,0,0,0,0,0,0,0,0,0,0,0,0,0,0,0,0,0,0,0,null,2,"WSH - Lleyn / Harlech",0,0,0,0,0,0]
[2,101,0,0,0,0,0,0,0,0,0,0,0,0,0,0,0,0,0,0,0,0,0,0,0,0,0,0,0,0,null,2,"WSH - Llyswen",0,0,0,0,0,0]
[2,102,0,0,0,0,0,0,0,0,0,0,0,0,0,0,0,0,0,0,0,0,0,0,0,0,0,0,0,0,null,2,"WSH - Mid & South Ceredigion",0,0,0,0,0,0]
[2,103,0,0,0,0,0,0,0,0,0,0,0,0,0,0,0,0,0,0,0,0,0,0,0,0,0,0,0,0,null,2,"WSH - Monmouth",0,0,0,0,0,0]
[2,104,0,0,0,0,0,0,0,0,0,0,0,0,0,0,0,0,0,0,0,0,0,0,0,0,0,0,0,0,null,2,"WSH - North Ceredigion",0,0,0,0,0,0]
[2,105,0,0,0,0,0,0,0,0,0,0,0,0,0,0,0,0,0,0,0,0,0,0,0,0,0,0,0,0,null,2,"WSH - North Eryri / Ynys Mon",0,0,0,0,0,0]
[2,106,0,0,0,0,0,0,0,0,0,0,0,0,0,0,0,0,0,0,0,0,0,0,0,0,0,0,0,0,null,2,"WSH - Pembrokeshire",0,0,0,0,0,0]
[2,107,0,0,0,0,0,0,0,0,0,0,0,0,0,0,0,0,0,0,0,0,0,0,0,0,0,0,0,0,null,2,"WSH - Pilleth",0,0,0,0,0,0]
[2,108,0,0,0,0,0,0,0,0,0,0,0,0,0,0,0,0,0,0,0,0,0,0,0,0,0,0,0,0,null,2,"WSH - Ross-on-Wye",0,0,0,0,0,0]
[2,109,0,0,0,0,0,0,0,0,0,0,0,0,0,0,0,0,0,0,0,0,0,0,0,0,0,0,0,0,null,2,"WSH - SE Wales C.U. System",0,0,0,0,0,0]
[2,110,0,0,0,0,0,0,0,0,0,0,0,0,0,0,0,0,0,0,0,0,0,0,0,0,0,0,0,0,null,2,"WSH - South Meirionydd",0,0,0,0,0,0]
[2,111,0,0,0,0,0,0,0,0,0,0,0,0,0,0,0,0,0,0,0,0,0,0,0,0,0,0,0,0,null,2,"WSH - Tywi C.U. System",0,0,0,0,0,0]
[2,112,0,0,0,0,0,0,0,0,0,0,0,0,0,0,0,0,0,0,0,0,0,0,0,0,0,0,0,0,null,2,"WSH - Tywyn / Aberdyfi",0,0,0,0,0,0]
[2,113,0,0,0,0,0,0,0,0,0,0,0,0,0,0,0,0,0,0,0,0,0,0,0,0,0,0,0,0,null,2,"WSH - Vowchurch",0,0,0,0,0,0]
[2,114,0,0,0,0,0,0,0,0,0,0,0,0,0,0,0,0,0,0,0,0,0,0,0,0,0,0,0,0,null,2,"WSH - Whitbourne",0,0,0,0,0,0]
[2,115,0,0,0,0,0,0,0,0,0,0,0,0,0,0,0,0,0,0,0,0,0,0,0,0,0,0,0,0,null,2,"WSX - Companywide (WW)",0,0,0,0,0,0]
[2,116,0,0,0,0,0,0,0,0,0,0,0,0,0,0,0,0,0,0,0,0,0,0,0,0,0,0,0,0,null,2,"YKY - East SWZ",0,0,0,0,0,0]
[2,117,0,0,0,0,0,0,0,0,0,0,0,0,0,0,0,0,0,0,0,0,0,0,0,0,0,0,0,0,null,2,"YKY - Grid",0,0,0,0,0,0]
[2,118,0,0,0,0,0,0,0,0,0,0,0,0,0,0,0,0,0,0,0,0,0,0,0,0,0,0,0,0]
[2,119,0,0,0,0,0,0,0,0,0,0,0,0,0,0,0,0,0,0,0,0,0,0,0,0,0,0,0,0]
[2,120,0,0,0,0,0,0,0,0,0,0,0,0,0,0,0,0,0,0,0,0,0,0,0,0,0,0,0,0]
[2,121,0,0,0,0,0,0,0,0,0,0,0,0,0,0,0,0,0,0,0,0,0,0,0,0,0,0,0,0]
[2,122,0,0,0,0,0,0,0,0,0,0,0,0,0,0,0,0,0,0,0,0,0,0,0,0,0,0,0,0]
[2,123,0,0,0,0,0,0,0,0,0,0,0,0,0,0,0,0,0,0,0,0,0,0,0,0,0,0,0,0]
[2,124,0,0,0,0,0,0,0,0,0,0,0,0,0,0,0,0,0,0,0,0,0,0,0,0,0,0,0,0]
[2,125,0,0,0,0,0,0,0,0,0,0,0,0,0,0,0,0,0,0,0,0,0,0,0,0,0,0,0,0]
[2,126,0,0,0,0,0,0,0,0,0,0,0,0,0,0,0,0,0,0,0,0,0,0,0,0,0,0,0,0]
[2,127,0,0,0,0,0,0,0,0,0,0,0,0,0,0,0,0,0,0,0,0,0,0,0,0,0,0,0,0]
[2,128,0,0,0,0,0,0,0,0,0,0,0,0,0,0,0,0,0,0,0,0,0,0,0,0,0,0,0,0]
[2,129,0,0,0,0,0,0,0,0,0,0,0,0,0,0,0,0,0,0,0,0,0,0,0,0,0,0,0,0]
[2,130,0,0,0,0,0,0,0,0,0,0,0,0,0,0,0,0,0,0,0,0,0,0,0,0,0,0,0,0]
[2,131,0,0,0,0,0,0,0,0,0,0,0,0,0,0,0,0,0,0,0,0,0,0,0,0,0,0,0,0]
[2,132,0,0,0,0,0,0,0,0,0,0,0,0,0,0,0,0,0,0,0,0,0,0,0,0,0,0,0,0]
[2,133,0,0,0,0,0,0,0,0,0,0,0,0,0,0,0,0,0,0,0,0,0,0,0,0,0,0,0,0]
[2,134,0,0,0,0,0,0,0,0,0,0,0,0,0,0,0,0,0,0,0,0,0,0,0,0,0,0,0,0]
[2,135,0,0,0,0,0,0,0,0,0,0,0,0,0,0,0,0,0,0,0,0,0,0,0,0,0,0,0,0]
[2,136,0,0,0,0,0,0,0,0,0,0,0,0,0,0,0,0,0,0,0,0,0,0,0,0,0,0,0,0]
[2,137,0,0,0,0,0,0,0,0,0,0,0,0,0,0,0,0,0,0,0,0,0,0,0,0,0,0,0,0]
[2,138,0,0,0,0,0,0,0,0,0,0,0,0,0,0,0,0,0,0,0,0,0,0,0,0,0,0,0,0]
[2,139,0,0,0,0,0,0,0,0,0,0,0,0,0,0,0,0,0,0,0,0,0,0,0,0,0,0,0,0]
[2,140,0,0,0,0,0,0,0,0,0,0,0,0,0,0,0,0,0,0,0,0,0,0,0,0,0,0,0,0]
[2,141,0,0,0,0,0,0,0,0,0,0,0,0,0,0,0,0,0,0,0,0,0,0,0,0,0,0,0,0]
[2,142,0,0,0,0,0,0,0,0,0,0,0,0,0,0,0,0,0,0,0,0,0,0,0,0,0,0,0,0]
[2,143,0,0,0,0,0,0,0,0,0,0,0,0,0,0,0,0,0,0,0,0,0,0,0,0,0,0,0,0]
[2,144,0,0,0,0,0,0,0,0,0,0,0,0,0,0,0,0,0,0,0,0,0,0,0,0,0,0,0,0]
[2,145,0,0,0,0,0,0,0,0,0,0,0,0,0,0,0,0,0,0,0,0,0,0,0,0,0,0,0,0]
[2,146,0,0,0,0,0,0,0,0,0,0,0,0,0,0,0,0,0,0,0,0,0,0,0,0,0,0,0,0]
[2,147,0,0,0,0,0,0,0,0,0,0,0,0,0,0,0,0,0,0,0,0,0,0,0,0,0,0,0,0]
[2,148,0,0,0,0,0,0,0,0,0,0,0,0,0,0,0,0,0,0,0,0,0,0,0,0,0,0,0,0]
[2,149,0,0,0,0,0,0,0,0,0,0,0,0,0,0,0,0,0,0,0,0,0,0,0,0,0,0,0,0]
[2,150,0,0,0,0,0,0,0,0,0,0,0,0,0,0,0,0,0,0,0,0,0,0,0,0,0,0,0,0]
[2,151,0,0,0,0,0,0,0,0,0,0,0,0,0,0,0,0,0,0,0,0,0,0,0,0,0,0,0,0]
[2,152,0,0,0,0,0,0,0,0,0,0,0,0,0,0,0,0,0,0,0,0,0,0,0,0,0,0,0,0]
[2,153,0,0,0,0,0,0,0,0,0,0,0,0,0,0,0,0,0,0,0,0,0,0,0,0,0,0,0,0]
[2,154,0,0,0,0,0,0,0,0,0,0,0,0,0,0,0,0,0,0,0,0,0,0,0,0,0,0,0,0]
[]
[3,1,69,"SVT - Nottinghamshire",0,0,0,0,67,"SVT - Newark",0,0,0,0,0,0,0,0,0,0,0,0,0,0,0,0,0,0,0,0,null,3,"AFW - 1 Misbourne",0,0,0,0,0,0]
[3,2,69,"SVT - Nottinghamshire",0,0,0,0,26,"ANH - West Lincolnshire",0,0,0,0,0,0,0,0,0,0,0,0,0,0,0,0,0,0,0,0,null,3,"AFW - 2 Colne",0,0,0,0,0,0]
[3,3,69,"SVT - Nottinghamshire",0,0,0,0,10,"ANH - Central Lincolnshire",0,0,0,0,0,0,0,0,0,0,0,0,0,0,0,0,0,0,0,0,null,3,"AFW - 3 Lee",0,0,0,0,0,0]
[3,4,28,"BRL - Bristol",0,0,0,0,63,"SVT - Forest and Stroud",0,0,0,0,0,0,0,0,0,0,0,0,0,0,0,0,0,0,0,0,null,3,"AFW - 4 Pinn",0,0,0,0,0,0]
[3,5,28,"BRL - Bristol",0,0,0,0,103,"WSH - Monmouth",0,0,0,0,0,0,0,0,0,0,0,0,0,0,0,0,0,0,0,0,null,3,"AFW - 5 Stort",0,0,0,0,0,0]
[3,6,46,"SEW - 4",0,0,0,0,1,"AFW - 1 Misbourne",0,0,0,0,0,0,0,0,0,0,0,0,0,0,0,0,0,0,0,0,null,3,"AFW - 6 Wey",0,0,0,0,0,0]
[3,7,46,"SEW - 4",0,0,0,0,84,"TMS - Slough Wycombe Aylesbury",0,0,0,0,0,0,0,0,0,0,0,0,0,0,0,0,0,0,0,0,null,3,"AFW - 7 Dour",0,0,0,0,0,0]
[3,8,46,"SEW - 4",0,0,0,0,47,"SEW - 5",0,0,0,0,0,0,0,0,0,0,0,0,0,0,0,0,0,0,0,0,null,3,"AFW - 8 Brett",0,0,0,0,0,0]
[3,9,46,"SEW - 4",0,0,0,0,80,"TMS - Guildford",0,0,0,0,0,0,0,0,0,0,0,0,0,0,0,0,0,0,0,0,null,3,"ANH - Central Essex",0,0,0,0,0,0]
[3,10,46,"SEW - 4",0,0,0,0,51,"SRN - Hants Andover",0,0,0,0,0,0,0,0,0,0,0,0,0,0,0,0,0,0,0,0,null,3,"ANH - Central Lincolnshire",0,0,0,0,0,0]
[3,11,46,"SEW - 4",0,0,0,0,52,"SRN - Hants Kingsclere",0,0,0,0,0,0,0,0,0,0,0,0,0,0,0,0,0,0,0,0,null,3,"ANH - CHEVELEY",0,0,0,0,0,0]
[3,12,46,"SEW - 4",0,0,0,0,82,"TMS - Kennet Valley",0,0,0,0,0,0,0,0,0,0,0,0,0,0,0,0,0,0,0,0,null,3,"ANH - East Lincolnshire",0,0,0,0,0,0]
[3,13,46,"SEW - 4",0,0,0,0,81,"TMS - Henley",0,0,0,0,0,0,0,0,0,0,0,0,0,0,0,0,0,0,0,0,null,3,"ANH - East Suffolk",0,0,0,0,0,0]
[3,14,45,"SEW - 3",0,0,0,0,58,"SRN - Sussex Hastings",0,0,0,0,0,0,0,0,0,0,0,0,0,0,0,0,0,0,0,0,null,3,"ANH - ELY",0,0,0,0,0,0]
[3,15,44,"SEW - 2",0,0,0,0,58,"SRN - Sussex Hastings",0,0,0,0,0,0,0,0,0,0,0,0,0,0,0,0,0,0,0,0,null,3,"ANH - Fenland",0,0,0,0,0,0]
[3,16,44,"SEW - 2",0,0,0,0,41,"SES - East Surrey",0,0,0,0,0,0,0,0,0,0,0,0,0,0,0,0,0,0,0,0,null,3,"ANH - Hartlepool",0,0,0,0,0,0]
[3,17,57,"SRN - Sussex Brighton",0,0,0,0,41,"SES - East Surrey",0,0,0,0,0,0,0,0,0,0,0,0,0,0,0,0,0,0,0,0,null,3,"ANH - Hunstanton",0,0,0,0,0,0]
[3,18,57,"SRN - Sussex Brighton",0,0,0,0,80,"TMS - Guildford",0,0,0,0,0,0,0,0,0,0,0,0,0,0,0,0,0,0,0,0,null,3,"ANH - NEWMARKET",0,0,0,0,0,0]
[3,19,59,"SRN - Sussex North",0,0,0,0,41,"SES - East Surrey",0,0,0,0,0,0,0,0,0,0,0,0,0,0,0,0,0,0,0,0,null,3,"ANH - Norfolk Rural",0,0,0,0,0,0]
[3,20,59,"SRN - Sussex North",0,0,0,0,47,"SEW - 5",0,0,0,0,0,0,0,0,0,0,0,0,0,0,0,0,0,0,0,0,null,3,"ANH - North Norfolk Coast",0,0,0,0,0,0]
[3,21,59,"SRN - Sussex North",0,0,0,0,80,"TMS - Guildford",0,0,0,0,0,0,0,0,0,0,0,0,0,0,0,0,0,0,0,0,null,3,"ANH - Norwich and the Broads",0,0,0,0,0,0]
[3,22,59,"SRN - Sussex North",0,0,0,0,39,"PRT - Companywide (portsmouth)",0,0,0,0,0,0,0,0,0,0,0,0,0,0,0,0,0,0,0,0,null,3,"ANH - Ruthamford North",0,0,0,0,0,0]
[3,23,53,"SRN - Hants South",0,0,0,0,47,"SEW - 5",0,0,0,0,0,0,0,0,0,0,0,0,0,0,0,0,0,0,0,0,null,3,"ANH - Ruthamford South",0,0,0,0,0,0]
[3,24,53,"SRN - Hants South",0,0,0,0,40,"SBW - Companywide (SBW)",0,0,0,0,0,0,0,0,0,0,0,0,0,0,0,0,0,0,0,0,null,3,"ANH - South Essex",0,0,0,0,0,0]
[3,25,53,"SRN - Hants South",0,0,0,0,51,"SRN - Hants Andover",0,0,0,0,0,0,0,0,0,0,0,0,0,0,0,0,0,0,0,0,null,3,"ANH - SUDBURY",0,0,0,0,0,0]
[3,26,53,"SRN - Hants South",0,0,0,0,52,"SRN - Hants Kingsclere",0,0,0,0,0,0,0,0,0,0,0,0,0,0,0,0,0,0,0,0,null,3,"ANH - West Lincolnshire",0,0,0,0,0,0]
[3,27,53,"SRN - Hants South",0,0,0,0,30,"CHL - Cholderton & District",0,0,0,0,0,0,0,0,0,0,0,0,0,0,0,0,0,0,0,0,null,3,"ANH - WEST SUFFOLK",0,0,0,0,0,0]
[3,28,53,"SRN - Hants South",0,0,0,0,39,"PRT - Companywide (portsmouth)",0,0,0,0,0,0,0,0,0,0,0,0,0,0,0,0,0,0,0,0,null,3,"BRL - Bristol",0,0,0,0,0,0]
[3,29,55,"SRN - Kent Medway",0,0,0,0,34,"ESK - Essex",0,0,0,0,0,0,0,0,0,0,0,0,0,0,0,0,0,0,0,0,null,3,"CAM - Cambridge",0,0,0,0,0,0]
[3,30,60,"SRN - Sussex Worthing",0,0,0,0,41,"SES - East Surrey",0,0,0,0,0,0,0,0,0,0,0,0,0,0,0,0,0,0,0,0,null,3,"CHL - Cholderton & District",0,0,0,0,0,0]
[3,31,60,"SRN - Sussex Worthing",0,0,0,0,47,"SEW - 5",0,0,0,0,0,0,0,0,0,0,0,0,0,0,0,0,0,0,0,0,null,3,"DVW - Chester",0,0,0,0,0,0]
[3,32,60,"SRN - Sussex Worthing",0,0,0,0,80,"TMS - Guildford",0,0,0,0,0,0,0,0,0,0,0,0,0,0,0,0,0,0,0,0,null,3,"DVW - Wrexham",0,0,0,0,0,0]
[3,33,60,"SRN - Sussex Worthing",0,0,0,0,39,"PRT - Companywide (portsmouth)",0,0,0,0,0,0,0,0,0,0,0,0,0,0,0,0,0,0,0,0,null,3,"ESK - Blyth",0,0,0,0,0,0]
[3,34,83,"TMS - London",0,0,0,0,34,"ESK - Essex",0,0,0,0,0,0,0,0,0,0,0,0,0,0,0,0,0,0,0,0,null,3,"ESK - Essex",0,0,0,0,0,0]
[3,35,83,"TMS - London",0,0,0,0,2,"AFW - 2 Colne",0,0,0,0,0,0,0,0,0,0,0,0,0,0,0,0,0,0,0,0,null,3,"ESK - Hartismere",0,0,0,0,0,0]
[3,36,83,"TMS - London",0,0,0,0,1,"AFW - 1 Misbourne",0,0,0,0,0,0,0,0,0,0,0,0,0,0,0,0,0,0,0,0,null,3,"ESK - Northern & Central",0,0,0,0,0,0]
[3,37,83,"TMS - London",0,0,0,0,41,"SES - East Surrey",0,0,0,0,0,0,0,0,0,0,0,0,0,0,0,0,0,0,0,0,null,3,"NNE - Berwick-Fowberry",0,0,0,0,0,0]
[3,38,49,"SEW - 7",0,0,0,0,58,"SRN - Sussex Hastings",0,0,0,0,0,0,0,0,0,0,0,0,0,0,0,0,0,0,0,0,null,3,"NNE - Kielder",0,0,0,0,0,0]
[3,39,50,"SEW - 8",0,0,0,0,58,"SRN - Sussex Hastings",0,0,0,0,0,0,0,0,0,0,0,0,0,0,0,0,0,0,0,0,null,3,"PRT - Companywide (portsmouth)",0,0,0,0,0,0]
[3,40,48,"SEW - 6",0,0,0,0,34,"ESK - Essex",0,0,0,0,0,0,0,0,0,0,0,0,0,0,0,0,0,0,0,0,null,3,"SBW - Companywide (SBW)",0,0,0,0,0,0]
[3,41,48,"SEW - 6",0,0,0,0,58,"SRN - Sussex Hastings",0,0,0,0,0,0,0,0,0,0,0,0,0,0,0,0,0,0,0,0,null,3,"SES - East Surrey",0,0,0,0,0,0]
[3,42,48,"SEW - 6",0,0,0,0,41,"SES - East Surrey",0,0,0,0,0,0,0,0,0,0,0,0,0,0,0,0,0,0,0,0,null,3,"SES - Sutton",0,0,0,0,0,0]
[3,43,4,"AFW - 4 Pinn",0,0,0,0,2,"AFW - 2 Colne",0,0,0,0,0,0,0,0,0,0,0,0,0,0,0,0,0,0,0,0,null,3,"SEW - 1",0,0,0,0,0,0]
[3,44,4,"AFW - 4 Pinn",0,0,0,0,1,"AFW - 1 Misbourne",0,0,0,0,0,0,0,0,0,0,0,0,0,0,0,0,0,0,0,0,null,3,"SEW - 2",0,0,0,0,0,0]
[3,45,4,"AFW - 4 Pinn",0,0,0,0,84,"TMS - Slough Wycombe Aylesbury",0,0,0,0,0,0,0,0,0,0,0,0,0,0,0,0,0,0,0,0,null,3,"SEW - 3",0,0,0,0,0,0]
[3,46,4,"AFW - 4 Pinn",0,0,0,0,41,"SES - East Surrey",0,0,0,0,0,0,0,0,0,0,0,0,0,0,0,0,0,0,0,0,null,3,"SEW - 4",0,0,0,0,0,0]
[3,47,4,"AFW - 4 Pinn",0,0,0,0,80,"TMS - Guildford",0,0,0,0,0,0,0,0,0,0,0,0,0,0,0,0,0,0,0,0,null,3,"SEW - 5",0,0,0,0,0,0]
[3,48,4,"AFW - 4 Pinn",0,0,0,0,81,"TMS - Henley",0,0,0,0,0,0,0,0,0,0,0,0,0,0,0,0,0,0,0,0,null,3,"SEW - 6",0,0,0,0,0,0]
[3,49,6,"AFW - 6 Wey",0,0,0,0,2,"AFW - 2 Colne",0,0,0,0,0,0,0,0,0,0,0,0,0,0,0,0,0,0,0,0,null,3,"SEW - 7",0,0,0,0,0,0]
[3,50,6,"AFW - 6 Wey",0,0,0,0,1,"AFW - 1 Misbourne",0,0,0,0,0,0,0,0,0,0,0,0,0,0,0,0,0,0,0,0,null,3,"SEW - 8",0,0,0,0,0,0]
[3,51,6,"AFW - 6 Wey",0,0,0,0,84,"TMS - Slough Wycombe Aylesbury",0,0,0,0,0,0,0,0,0,0,0,0,0,0,0,0,0,0,0,0,null,3,"SRN - Hants Andover",0,0,0,0,0,0]
[3,52,6,"AFW - 6 Wey",0,0,0,0,41,"SES - East Surrey",0,0,0,0,0,0,0,0,0,0,0,0,0,0,0,0,0,0,0,0,null,3,"SRN - Hants Kingsclere",0,0,0,0,0,0]
[3,53,6,"AFW - 6 Wey",0,0,0,0,47,"SEW - 5",0,0,0,0,0,0,0,0,0,0,0,0,0,0,0,0,0,0,0,0,null,3,"SRN - Hants South",0,0,0,0,0,0]
[3,54,6,"AFW - 6 Wey",0,0,0,0,80,"TMS - Guildford",0,0,0,0,0,0,0,0,0,0,0,0,0,0,0,0,0,0,0,0,null,3,"SRN - Isle of Wight",0,0,0,0,0,0]
[3,55,6,"AFW - 6 Wey",0,0,0,0,82,"TMS - Kennet Valley",0,0,0,0,0,0,0,0,0,0,0,0,0,0,0,0,0,0,0,0,null,3,"SRN - Kent Medway",0,0,0,0,0,0]
[3,56,6,"AFW - 6 Wey",0,0,0,0,81,"TMS - Henley",0,0,0,0,0,0,0,0,0,0,0,0,0,0,0,0,0,0,0,0,null,3,"SRN - Kent Thannet",0,0,0,0,0,0]
[3,57,21,"ANH - Norwich and the Broads",0,0,0,0,36,"ESK - Northern & Central",0,0,0,0,0,0,0,0,0,0,0,0,0,0,0,0,0,0,0,0,null,3,"SRN - Sussex Brighton",0,0,0,0,0,0]
[3,58,21,"ANH - Norwich and the Broads",0,0,0,0,19,"ANH - Norfolk Rural",0,0,0,0,0,0,0,0,0,0,0,0,0,0,0,0,0,0,0,0,null,3,"SRN - Sussex Hastings",0,0,0,0,0,0]
[3,59,21,"ANH - Norwich and the Broads",0,0,0,0,20,"ANH - North Norfolk Coast",0,0,0,0,0,0,0,0,0,0,0,0,0,0,0,0,0,0,0,0,null,3,"SRN - Sussex North",0,0,0,0,0,0]
[3,60,21,"ANH - Norwich and the Broads",0,0,0,0,33,"ESK - Blyth",0,0,0,0,0,0,0,0,0,0,0,0,0,0,0,0,0,0,0,0,null,3,"SRN - Sussex Worthing",0,0,0,0,0,0]
[3,61,21,"ANH - Norwich and the Broads",0,0,0,0,35,"ESK - Hartismere",0,0,0,0,0,0,0,0,0,0,0,0,0,0,0,0,0,0,0,0,null,3,"SSC - South Staffordshire",0,0,0,0,0,0]
[3,62,3,"AFW - 3 Lee",0,0,0,0,29,"CAM - Cambridge",0,0,0,0,0,0,0,0,0,0,0,0,0,0,0,0,0,0,0,0,null,3,"SVT - Bishops Castle",0,0,0,0,0,0]
[3,63,3,"AFW - 3 Lee",0,0,0,0,2,"AFW - 2 Colne",0,0,0,0,0,0,0,0,0,0,0,0,0,0,0,0,0,0,0,0,null,3,"SVT - Forest and Stroud",0,0,0,0,0,0]
[3,64,3,"AFW - 3 Lee",0,0,0,0,1,"AFW - 1 Misbourne",0,0,0,0,0,0,0,0,0,0,0,0,0,0,0,0,0,0,0,0,null,3,"SVT - Kinsall",0,0,0,0,0,0]
[3,65,3,"AFW - 3 Lee",0,0,0,0,84,"TMS - Slough Wycombe Aylesbury",0,0,0,0,0,0,0,0,0,0,0,0,0,0,0,0,0,0,0,0,null,3,"SVT - Llandinam and Llanwrin",0,0,0,0,0,0]
[3,66,74,"SVT - Strategic Grid",0,0,0,0,75,"SVT - Whitchurch and Wem",0,0,0,0,0,0,0,0,0,0,0,0,0,0,0,0,0,0,0,0,null,3,"SVT - Mardy",0,0,0,0,0,0]
[3,67,74,"SVT - Strategic Grid",0,0,0,0,73,"SVT - Stafford",0,0,0,0,0,0,0,0,0,0,0,0,0,0,0,0,0,0,0,0,null,3,"SVT - Newark",0,0,0,0,0,0]
[3,68,74,"SVT - Strategic Grid",0,0,0,0,64,"SVT - Kinsall",0,0,0,0,0,0,0,0,0,0,0,0,0,0,0,0,0,0,0,0,null,3,"SVT - North Staffs",0,0,0,0,0,0]
[3,69,74,"SVT - Strategic Grid",0,0,0,0,72,"SVT - Shelton",0,0,0,0,0,0,0,0,0,0,0,0,0,0,0,0,0,0,0,0,null,3,"SVT - Nottinghamshire",0,0,0,0,0,0]
[3,70,74,"SVT - Strategic Grid",0,0,0,0,71,"SVT - Ruyton",0,0,0,0,0,0,0,0,0,0,0,0,0,0,0,0,0,0,0,0,null,3,"SVT - Rutland",0,0,0,0,0,0]
[3,71,74,"SVT - Strategic Grid",0,0,0,0,61,"SSC - South Staffordshire",0,0,0,0,0,0,0,0,0,0,0,0,0,0,0,0,0,0,0,0,null,3,"SVT - Ruyton",0,0,0,0,0,0]
[3,72,74,"SVT - Strategic Grid",0,0,0,0,76,"SVT - Wolverhampton",0,0,0,0,0,0,0,0,0,0,0,0,0,0,0,0,0,0,0,0,null,3,"SVT - Shelton",0,0,0,0,0,0]
[3,73,74,"SVT - Strategic Grid",0,0,0,0,62,"SVT - Bishops Castle",0,0,0,0,0,0,0,0,0,0,0,0,0,0,0,0,0,0,0,0,null,3,"SVT - Stafford",0,0,0,0,0,0]
[3,74,74,"SVT - Strategic Grid",0,0,0,0,99,"WSH - Hereford C.U. System",0,0,0,0,0,0,0,0,0,0,0,0,0,0,0,0,0,0,0,0,null,3,"SVT - Strategic Grid",0,0,0,0,0,0]
[3,75,74,"SVT - Strategic Grid",0,0,0,0,107,"WSH - Pilleth",0,0,0,0,0,0,0,0,0,0,0,0,0,0,0,0,0,0,0,0,null,3,"SVT - Whitchurch and Wem",0,0,0,0,0,0]
[3,76,13,"ANH - East Suffolk",0,0,0,0,33,"ESK - Blyth",0,0,0,0,0,0,0,0,0,0,0,0,0,0,0,0,0,0,0,0,null,3,"SVT - Wolverhampton",0,0,0,0,0,0]
[3,77,13,"ANH - East Suffolk",0,0,0,0,8,"AFW - 8 Brett",0,0,0,0,0,0,0,0,0,0,0,0,0,0,0,0,0,0,0,0,null,3,"SWT - Colliford",0,0,0,0,0,0]
[3,78,13,"ANH - East Suffolk",0,0,0,0,35,"ESK - Hartismere",0,0,0,0,0,0,0,0,0,0,0,0,0,0,0,0,0,0,0,0,null,3,"SWT - Roadford",0,0,0,0,0,0]
[3,79,13,"ANH - East Suffolk",0,0,0,0,25,"ANH - SUDBURY",0,0,0,0,0,0,0,0,0,0,0,0,0,0,0,0,0,0,0,0,null,3,"SWT - Wimbleball",0,0,0,0,0,0]
[3,80,28,"BRL - Bristol",0,0,0,0,115,"WSX - Companywide (WW)",0,0,0,0,0,0,0,0,0,0,0,0,0,0,0,0,0,0,0,0,null,3,"TMS - Guildford",0,0,0,0,0,0]
[3,81,53,"SRN - Hants South",0,0,0,0,115,"WSX - Companywide (WW)",0,0,0,0,0,0,0,0,0,0,0,0,0,0,0,0,0,0,0,0,null,3,"TMS - Henley",0,0,0,0,0,0]
[3,82,117,"YKY - Grid",0,0,0,0,116,"YKY - East SWZ",0,0,0,0,0,0,0,0,0,0,0,0,0,0,0,0,0,0,0,0,null,3,"TMS - Kennet Valley",0,0,0,0,0,0]
[3,83,117,"YKY - Grid",0,0,0,0,26,"ANH - West Lincolnshire",0,0,0,0,0,0,0,0,0,0,0,0,0,0,0,0,0,0,0,0,null,3,"TMS - London",0,0,0,0,0,0]
[3,84,117,"YKY - Grid",0,0,0,0,38,"NNE - Kielder",0,0,0,0,0,0,0,0,0,0,0,0,0,0,0,0,0,0,0,0,null,3,"TMS - Slough Wycombe Aylesbury",0,0,0,0,0,0]
[3,85,117,"YKY - Grid",0,0,0,0,87,"UU - Integrated",0,0,0,0,0,0,0,0,0,0,0,0,0,0,0,0,0,0,0,0,null,3,"TMS - SWOX",0,0,0,0,0,0]
[3,86,74,"SVT - Strategic Grid",0,0,0,0,22,"ANH - Ruthamford North",0,0,0,0,0,0,0,0,0,0,0,0,0,0,0,0,0,0,0,0,null,3,"UU - Carlisle",0,0,0,0,0,0]
[3,87,74,"SVT - Strategic Grid",0,0,0,0,10,"ANH - Central Lincolnshire",0,0,0,0,0,0,0,0,0,0,0,0,0,0,0,0,0,0,0,0,null,3,"UU - Integrated",0,0,0,0,0,0]
[3,88,74,"SVT - Strategic Grid",0,0,0,0,68,"SVT - North Staffs",0,0,0,0,0,0,0,0,0,0,0,0,0,0,0,0,0,0,0,0,null,3,"UU - North Eden",0,0,0,0,0,0]
[3,89,74,"SVT - Strategic Grid",0,0,0,0,70,"SVT - Rutland",0,0,0,0,0,0,0,0,0,0,0,0,0,0,0,0,0,0,0,0,null,3,"UU - West Cumbria",0,0,0,0,0,0]
[3,90,74,"SVT - Strategic Grid",0,0,0,0,63,"SVT - Forest and Stroud",0,0,0,0,0,0,0,0,0,0,0,0,0,0,0,0,0,0,0,0,null,3,"VWP - Tidworth",0,0,0,0,0,0]
[3,91,74,"SVT - Strategic Grid",0,0,0,0,87,"UU - Integrated",0,0,0,0,0,0,0,0,0,0,0,0,0,0,0,0,0,0,0,0,null,3,"WSH - Alwen /Dee",0,0,0,0,0,0]
[3,92,74,"SVT - Strategic Grid",0,0,0,0,108,"WSH - Ross-on-Wye",0,0,0,0,0,0,0,0,0,0,0,0,0,0,0,0,0,0,0,0,null,3,"WSH - Bala",0,0,0,0,0,0]
[3,93,0,0,0,0,0,0,0,0,0,0,0,0,0,0,0,0,0,0,0,0,0,0,0,0,0,0,0,0,null,3,"WSH - Barmouth",0,0,0,0,0,0]
[3,94,0,0,0,0,0,0,0,0,0,0,0,0,0,0,0,0,0,0,0,0,0,0,0,0,0,0,0,0,null,3,"WSH - Blaenau Ffestiniog",0,0,0,0,0,0]
[3,95,0,0,0,0,0,0,0,0,0,0,0,0,0,0,0,0,0,0,0,0,0,0,0,0,0,0,0,0,null,3,"WSH - Brecon / Portis",0,0,0,0,0,0]
[3,96,0,0,0,0,0,0,0,0,0,0,0,0,0,0,0,0,0,0,0,0,0,0,0,0,0,0,0,0,null,3,"WSH - Clwyd Coastal",0,0,0,0,0,0]
[3,97,0,0,0,0,0,0,0,0,0,0,0,0,0,0,0,0,0,0,0,0,0,0,0,0,0,0,0,0,null,3,"WSH - Dyffryn Conwy",0,0,0,0,0,0]
[3,98,0,0,0,0,0,0,0,0,0,0,0,0,0,0,0,0,0,0,0,0,0,0,0,0,0,0,0,0,null,3,"WSH - Elan/Builth Wells",0,0,0,0,0,0]
[3,99,0,0,0,0,0,0,0,0,0,0,0,0,0,0,0,0,0,0,0,0,0,0,0,0,0,0,0,0,null,3,"WSH - Hereford C.U. System",0,0,0,0,0,0]
[3,100,0,0,0,0,0,0,0,0,0,0,0,0,0,0,0,0,0,0,0,0,0,0,0,0,0,0,0,0,null,3,"WSH - Lleyn / Harlech",0,0,0,0,0,0]
[3,101,0,0,0,0,0,0,0,0,0,0,0,0,0,0,0,0,0,0,0,0,0,0,0,0,0,0,0,0,null,3,"WSH - Llyswen",0,0,0,0,0,0]
[3,102,0,0,0,0,0,0,0,0,0,0,0,0,0,0,0,0,0,0,0,0,0,0,0,0,0,0,0,0,null,3,"WSH - Mid & South Ceredigion",0,0,0,0,0,0]
[3,103,0,0,0,0,0,0,0,0,0,0,0,0,0,0,0,0,0,0,0,0,0,0,0,0,0,0,0,0,null,3,"WSH - Monmouth",0,0,0,0,0,0]
[3,104,0,0,0,0,0,0,0,0,0,0,0,0,0,0,0,0,0,0,0,0,0,0,0,0,0,0,0,0,null,3,"WSH - North Ceredigion",0,0,0,0,0,0]
[3,105,0,0,0,0,0,0,0,0,0,0,0,0,0,0,0,0,0,0,0,0,0,0,0,0,0,0,0,0,null,3,"WSH - North Eryri / Ynys Mon",0,0,0,0,0,0]
[3,106,0,0,0,0,0,0,0,0,0,0,0,0,0,0,0,0,0,0,0,0,0,0,0,0,0,0,0,0,null,3,"WSH - Pembrokeshire",0,0,0,0,0,0]
[3,107,0,0,0,0,0,0,0,0,0,0,0,0,0,0,0,0,0,0,0,0,0,0,0,0,0,0,0,0,null,3,"WSH - Pilleth",0,0,0,0,0,0]
[3,108,0,0,0,0,0,0,0,0,0,0,0,0,0,0,0,0,0,0,0,0,0,0,0,0,0,0,0,0,null,3,"WSH - Ross-on-Wye",0,0,0,0,0,0]
[3,109,0,0,0,0,0,0,0,0,0,0,0,0,0,0,0,0,0,0,0,0,0,0,0,0,0,0,0,0,null,3,"WSH - SE Wales C.U. System",0,0,0,0,0,0]
[3,110,0,0,0,0,0,0,0,0,0,0,0,0,0,0,0,0,0,0,0,0,0,0,0,0,0,0,0,0,null,3,"WSH - South Meirionydd",0,0,0,0,0,0]
[3,111,0,0,0,0,0,0,0,0,0,0,0,0,0,0,0,0,0,0,0,0,0,0,0,0,0,0,0,0,null,3,"WSH - Tywi C.U. System",0,0,0,0,0,0]
[3,112,0,0,0,0,0,0,0,0,0,0,0,0,0,0,0,0,0,0,0,0,0,0,0,0,0,0,0,0,null,3,"WSH - Tywyn / Aberdyfi",0,0,0,0,0,0]
[3,113,0,0,0,0,0,0,0,0,0,0,0,0,0,0,0,0,0,0,0,0,0,0,0,0,0,0,0,0,null,3,"WSH - Vowchurch",0,0,0,0,0,0]
[3,114,0,0,0,0,0,0,0,0,0,0,0,0,0,0,0,0,0,0,0,0,0,0,0,0,0,0,0,0,null,3,"WSH - Whitbourne",0,0,0,0,0,0]
[3,115,0,0,0,0,0,0,0,0,0,0,0,0,0,0,0,0,0,0,0,0,0,0,0,0,0,0,0,0,null,3,"WSX - Companywide (WW)",0,0,0,0,0,0]
[3,116,0,0,0,0,0,0,0,0,0,0,0,0,0,0,0,0,0,0,0,0,0,0,0,0,0,0,0,0,null,3,"YKY - East SWZ",0,0,0,0,0,0]
[3,117,0,0,0,0,0,0,0,0,0,0,0,0,0,0,0,0,0,0,0,0,0,0,0,0,0,0,0,0,null,3,"YKY - Grid",0,0,0,0,0,0]
[3,118,0,0,0,0,0,0,0,0,0,0,0,0,0,0,0,0,0,0,0,0,0,0,0,0,0,0,0,0]
[3,119,0,0,0,0,0,0,0,0,0,0,0,0,0,0,0,0,0,0,0,0,0,0,0,0,0,0,0,0]
[3,120,0,0,0,0,0,0,0,0,0,0,0,0,0,0,0,0,0,0,0,0,0,0,0,0,0,0,0,0]
[3,121,0,0,0,0,0,0,0,0,0,0,0,0,0,0,0,0,0,0,0,0,0,0,0,0,0,0,0,0]
[3,122,0,0,0,0,0,0,0,0,0,0,0,0,0,0,0,0,0,0,0,0,0,0,0,0,0,0,0,0]
[3,123,0,0,0,0,0,0,0,0,0,0,0,0,0,0,0,0,0,0,0,0,0,0,0,0,0,0,0,0]
[3,124,0,0,0,0,0,0,0,0,0,0,0,0,0,0,0,0,0,0,0,0,0,0,0,0,0,0,0,0]
[3,125,0,0,0,0,0,0,0,0,0,0,0,0,0,0,0,0,0,0,0,0,0,0,0,0,0,0,0,0]
[3,126,0,0,0,0,0,0,0,0,0,0,0,0,0,0,0,0,0,0,0,0,0,0,0,0,0,0,0,0]
[3,127,0,0,0,0,0,0,0,0,0,0,0,0,0,0,0,0,0,0,0,0,0,0,0,0,0,0,0,0]
[3,128,0,0,0,0,0,0,0,0,0,0,0,0,0,0,0,0,0,0,0,0,0,0,0,0,0,0,0,0]
[3,129,0,0,0,0,0,0,0,0,0,0,0,0,0,0,0,0,0,0,0,0,0,0,0,0,0,0,0,0]
[3,130,0,0,0,0,0,0,0,0,0,0,0,0,0,0,0,0,0,0,0,0,0,0,0,0,0,0,0,0]
[3,131,0,0,0,0,0,0,0,0,0,0,0,0,0,0,0,0,0,0,0,0,0,0,0,0,0,0,0,0]
[3,132,0,0,0,0,0,0,0,0,0,0,0,0,0,0,0,0,0,0,0,0,0,0,0,0,0,0,0,0]
[3,133,0,0,0,0,0,0,0,0,0,0,0,0,0,0,0,0,0,0,0,0,0,0,0,0,0,0,0,0]
[3,134,0,0,0,0,0,0,0,0,0,0,0,0,0,0,0,0,0,0,0,0,0,0,0,0,0,0,0,0]
[3,135,0,0,0,0,0,0,0,0,0,0,0,0,0,0,0,0,0,0,0,0,0,0,0,0,0,0,0,0]
[3,136,0,0,0,0,0,0,0,0,0,0,0,0,0,0,0,0,0,0,0,0,0,0,0,0,0,0,0,0]
[3,137,0,0,0,0,0,0,0,0,0,0,0,0,0,0,0,0,0,0,0,0,0,0,0,0,0,0,0,0]
[3,138,0,0,0,0,0,0,0,0,0,0,0,0,0,0,0,0,0,0,0,0,0,0,0,0,0,0,0,0]
[3,139,0,0,0,0,0,0,0,0,0,0,0,0,0,0,0,0,0,0,0,0,0,0,0,0,0,0,0,0]
[3,140,0,0,0,0,0,0,0,0,0,0,0,0,0,0,0,0,0,0,0,0,0,0,0,0,0,0,0,0]
[3,141,0,0,0,0,0,0,0,0,0,0,0,0,0,0,0,0,0,0,0,0,0,0,0,0,0,0,0,0]
[3,142,0,0,0,0,0,0,0,0,0,0,0,0,0,0,0,0,0,0,0,0,0,0,0,0,0,0,0,0]
[3,143,0,0,0,0,0,0,0,0,0,0,0,0,0,0,0,0,0,0,0,0,0,0,0,0,0,0,0,0]
[3,144,0,0,0,0,0,0,0,0,0,0,0,0,0,0,0,0,0,0,0,0,0,0,0,0,0,0,0,0]
[3,145,0,0,0,0,0,0,0,0,0,0,0,0,0,0,0,0,0,0,0,0,0,0,0,0,0,0,0,0]
[3,146,0,0,0,0,0,0,0,0,0,0,0,0,0,0,0,0,0,0,0,0,0,0,0,0,0,0,0,0]
[3,147,0,0,0,0,0,0,0,0,0,0,0,0,0,0,0,0,0,0,0,0,0,0,0,0,0,0,0,0]
[3,148,0,0,0,0,0,0,0,0,0,0,0,0,0,0,0,0,0,0,0,0,0,0,0,0,0,0,0,0]
[3,149,0,0,0,0,0,0,0,0,0,0,0,0,0,0,0,0,0,0,0,0,0,0,0,0,0,0,0,0]
[3,150,0,0,0,0,0,0,0,0,0,0,0,0,0,0,0,0,0,0,0,0,0,0,0,0,0,0,0,0]
[3,151,0,0,0,0,0,0,0,0,0,0,0,0,0,0,0,0,0,0,0,0,0,0,0,0,0,0,0,0]
[3,152,0,0,0,0,0,0,0,0,0,0,0,0,0,0,0,0,0,0,0,0,0,0,0,0,0,0,0,0]
[3,153,0,0,0,0,0,0,0,0,0,0,0,0,0,0,0,0,0,0,0,0,0,0,0,0,0,0,0,0]
[3,154,0,0,0,0,0,0,0,0,0,0,0,0,0,0,0,0,0,0,0,0,0,0,0,0,0,0,0,0]
[]
[4,1,69,"SVT - Nottinghamshire",0,0,0,0,67,"SVT - Newark",0,0,0,0,0,0,0,0,0,0,0,0,0,0,0,0,0,0,0,0,null,4,"AFW - 1 Misbourne",0,0,0,0,0,0]
[4,2,69,"SVT - Nottinghamshire",0,0,0,0,26,"ANH - West Lincolnshire",0,0,0,0,0,0,0,0,0,0,0,0,0,0,0,0,0,0,0,0,null,4,"AFW - 2 Colne",0,0,0,0,0,0]
[4,3,69,"SVT - Nottinghamshire",0,0,0,0,10,"ANH - Central Lincolnshire",0,0,0,0,0,0,0,0,0,0,0,0,0,0,0,0,0,0,0,0,null,4,"AFW - 3 Lee",0,0,0,0,0,0]
[4,4,28,"BRL - Bristol",0,0,0,0,63,"SVT - Forest and Stroud",0,0,0,0,0,0,0,0,0,0,0,0,0,0,0,0,0,0,0,0,null,4,"AFW - 4 Pinn",0,0,0,0,0,0]
[4,5,28,"BRL - Bristol",0,0,0,0,103,"WSH - Monmouth",0,0,0,0,0,0,0,0,0,0,0,0,0,0,0,0,0,0,0,0,null,4,"AFW - 5 Stort",0,0,0,0,0,0]
[4,6,46,"SEW - 4",0,0,0,0,1,"AFW - 1 Misbourne",0,0,0,0,0,0,0,0,0,0,0,0,0,0,0,0,0,0,0,0,null,4,"AFW - 6 Wey",0,0,0,0,0,0]
[4,7,46,"SEW - 4",0,0,0,0,84,"TMS - Slough Wycombe Aylesbury",0,0,0,0,0,0,0,0,0,0,0,0,0,0,0,0,0,0,0,0,null,4,"AFW - 7 Dour",0,0,0,0,0,0]
[4,8,46,"SEW - 4",0,0,0,0,47,"SEW - 5",0,0,0,0,0,0,0,0,0,0,0,0,0,0,0,0,0,0,0,0,null,4,"AFW - 8 Brett",0,0,0,0,0,0]
[4,9,46,"SEW - 4",0,0,0,0,80,"TMS - Guildford",0,0,0,0,0,0,0,0,0,0,0,0,0,0,0,0,0,0,0,0,null,4,"ANH - Central Essex",0,0,0,0,0,0]
[4,10,46,"SEW - 4",0,0,0,0,51,"SRN - Hants Andover",0,0,0,0,0,0,0,0,0,0,0,0,0,0,0,0,0,0,0,0,null,4,"ANH - Central Lincolnshire",0,0,0,0,0,0]
[4,11,46,"SEW - 4",0,0,0,0,52,"SRN - Hants Kingsclere",0,0,0,0,0,0,0,0,0,0,0,0,0,0,0,0,0,0,0,0,null,4,"ANH - CHEVELEY",0,0,0,0,0,0]
[4,12,46,"SEW - 4",0,0,0,0,82,"TMS - Kennet Valley",0,0,0,0,0,0,0,0,0,0,0,0,0,0,0,0,0,0,0,0,null,4,"ANH - East Lincolnshire",0,0,0,0,0,0]
[4,13,46,"SEW - 4",0,0,0,0,81,"TMS - Henley",0,0,0,0,0,0,0,0,0,0,0,0,0,0,0,0,0,0,0,0,null,4,"ANH - East Suffolk",0,0,0,0,0,0]
[4,14,45,"SEW - 3",0,0,0,0,58,"SRN - Sussex Hastings",0,0,0,0,0,0,0,0,0,0,0,0,0,0,0,0,0,0,0,0,null,4,"ANH - ELY",0,0,0,0,0,0]
[4,15,44,"SEW - 2",0,0,0,0,58,"SRN - Sussex Hastings",0,0,0,0,0,0,0,0,0,0,0,0,0,0,0,0,0,0,0,0,null,4,"ANH - Fenland",0,0,0,0,0,0]
[4,16,44,"SEW - 2",0,0,0,0,41,"SES - East Surrey",0,0,0,0,0,0,0,0,0,0,0,0,0,0,0,0,0,0,0,0,null,4,"ANH - Hartlepool",0,0,0,0,0,0]
[4,17,57,"SRN - Sussex Brighton",0,0,0,0,41,"SES - East Surrey",0,0,0,0,0,0,0,0,0,0,0,0,0,0,0,0,0,0,0,0,null,4,"ANH - Hunstanton",0,0,0,0,0,0]
[4,18,57,"SRN - Sussex Brighton",0,0,0,0,80,"TMS - Guildford",0,0,0,0,0,0,0,0,0,0,0,0,0,0,0,0,0,0,0,0,null,4,"ANH - NEWMARKET",0,0,0,0,0,0]
[4,19,59,"SRN - Sussex North",0,0,0,0,41,"SES - East Surrey",0,0,0,0,0,0,0,0,0,0,0,0,0,0,0,0,0,0,0,0,null,4,"ANH - Norfolk Rural",0,0,0,0,0,0]
[4,20,59,"SRN - Sussex North",0,0,0,0,47,"SEW - 5",0,0,0,0,0,0,0,0,0,0,0,0,0,0,0,0,0,0,0,0,null,4,"ANH - North Norfolk Coast",0,0,0,0,0,0]
[4,21,59,"SRN - Sussex North",0,0,0,0,80,"TMS - Guildford",0,0,0,0,0,0,0,0,0,0,0,0,0,0,0,0,0,0,0,0,null,4,"ANH - Norwich and the Broads",0,0,0,0,0,0]
[4,22,59,"SRN - Sussex North",0,0,0,0,39,"PRT - Companywide (portsmouth)",0,0,0,0,0,0,0,0,0,0,0,0,0,0,0,0,0,0,0,0,null,4,"ANH - Ruthamford North",0,0,0,0,0,0]
[4,23,53,"SRN - Hants South",0,0,0,0,47,"SEW - 5",0,0,0,0,0,0,0,0,0,0,0,0,0,0,0,0,0,0,0,0,null,4,"ANH - Ruthamford South",0,0,0,0,0,0]
[4,24,53,"SRN - Hants South",0,0,0,0,40,"SBW - Companywide (SBW)",0,0,0,0,0,0,0,0,0,0,0,0,0,0,0,0,0,0,0,0,null,4,"ANH - South Essex",0,0,0,0,0,0]
[4,25,53,"SRN - Hants South",0,0,0,0,51,"SRN - Hants Andover",0,0,0,0,0,0,0,0,0,0,0,0,0,0,0,0,0,0,0,0,null,4,"ANH - SUDBURY",0,0,0,0,0,0]
[4,26,53,"SRN - Hants South",0,0,0,0,52,"SRN - Hants Kingsclere",0,0,0,0,0,0,0,0,0,0,0,0,0,0,0,0,0,0,0,0,null,4,"ANH - West Lincolnshire",0,0,0,0,0,0]
[4,27,53,"SRN - Hants South",0,0,0,0,30,"CHL - Cholderton & District",0,0,0,0,0,0,0,0,0,0,0,0,0,0,0,0,0,0,0,0,null,4,"ANH - WEST SUFFOLK",0,0,0,0,0,0]
[4,28,53,"SRN - Hants South",0,0,0,0,39,"PRT - Companywide (portsmouth)",0,0,0,0,0,0,0,0,0,0,0,0,0,0,0,0,0,0,0,0,null,4,"BRL - Bristol",0,0,0,0,0,0]
[4,29,55,"SRN - Kent Medway",0,0,0,0,34,"ESK - Essex",0,0,0,0,0,0,0,0,0,0,0,0,0,0,0,0,0,0,0,0,null,4,"CAM - Cambridge",0,0,0,0,0,0]
[4,30,60,"SRN - Sussex Worthing",0,0,0,0,41,"SES - East Surrey",0,0,0,0,0,0,0,0,0,0,0,0,0,0,0,0,0,0,0,0,null,4,"CHL - Cholderton & District",0,0,0,0,0,0]
[4,31,60,"SRN - Sussex Worthing",0,0,0,0,47,"SEW - 5",0,0,0,0,0,0,0,0,0,0,0,0,0,0,0,0,0,0,0,0,null,4,"DVW - Chester",0,0,0,0,0,0]
[4,32,60,"SRN - Sussex Worthing",0,0,0,0,80,"TMS - Guildford",0,0,0,0,0,0,0,0,0,0,0,0,0,0,0,0,0,0,0,0,null,4,"DVW - Wrexham",0,0,0,0,0,0]
[4,33,60,"SRN - Sussex Worthing",0,0,0,0,39,"PRT - Companywide (portsmouth)",0,0,0,0,0,0,0,0,0,0,0,0,0,0,0,0,0,0,0,0,null,4,"ESK - Blyth",0,0,0,0,0,0]
[4,34,83,"TMS - London",0,0,0,0,34,"ESK - Essex",0,0,0,0,0,0,0,0,0,0,0,0,0,0,0,0,0,0,0,0,null,4,"ESK - Essex",0,0,0,0,0,0]
[4,35,83,"TMS - London",0,0,0,0,2,"AFW - 2 Colne",0,0,0,0,0,0,0,0,0,0,0,0,0,0,0,0,0,0,0,0,null,4,"ESK - Hartismere",0,0,0,0,0,0]
[4,36,83,"TMS - London",0,0,0,0,1,"AFW - 1 Misbourne",0,0,0,0,0,0,0,0,0,0,0,0,0,0,0,0,0,0,0,0,null,4,"ESK - Northern & Central",0,0,0,0,0,0]
[4,37,83,"TMS - London",0,0,0,0,41,"SES - East Surrey",0,0,0,0,0,0,0,0,0,0,0,0,0,0,0,0,0,0,0,0,null,4,"NNE - Berwick-Fowberry",0,0,0,0,0,0]
[4,38,49,"SEW - 7",0,0,0,0,58,"SRN - Sussex Hastings",0,0,0,0,0,0,0,0,0,0,0,0,0,0,0,0,0,0,0,0,null,4,"NNE - Kielder",0,0,0,0,0,0]
[4,39,50,"SEW - 8",0,0,0,0,58,"SRN - Sussex Hastings",0,0,0,0,0,0,0,0,0,0,0,0,0,0,0,0,0,0,0,0,null,4,"PRT - Companywide (portsmouth)",0,0,0,0,0,0]
[4,40,48,"SEW - 6",0,0,0,0,34,"ESK - Essex",0,0,0,0,0,0,0,0,0,0,0,0,0,0,0,0,0,0,0,0,null,4,"SBW - Companywide (SBW)",0,0,0,0,0,0]
[4,41,48,"SEW - 6",0,0,0,0,58,"SRN - Sussex Hastings",0,0,0,0,0,0,0,0,0,0,0,0,0,0,0,0,0,0,0,0,null,4,"SES - East Surrey",0,0,0,0,0,0]
[4,42,48,"SEW - 6",0,0,0,0,41,"SES - East Surrey",0,0,0,0,0,0,0,0,0,0,0,0,0,0,0,0,0,0,0,0,null,4,"SES - Sutton",0,0,0,0,0,0]
[4,43,4,"AFW - 4 Pinn",0,0,0,0,2,"AFW - 2 Colne",0,0,0,0,0,0,0,0,0,0,0,0,0,0,0,0,0,0,0,0,null,4,"SEW - 1",0,0,0,0,0,0]
[4,44,4,"AFW - 4 Pinn",0,0,0,0,1,"AFW - 1 Misbourne",0,0,0,0,0,0,0,0,0,0,0,0,0,0,0,0,0,0,0,0,null,4,"SEW - 2",0,0,0,0,0,0]
[4,45,4,"AFW - 4 Pinn",0,0,0,0,84,"TMS - Slough Wycombe Aylesbury",0,0,0,0,0,0,0,0,0,0,0,0,0,0,0,0,0,0,0,0,null,4,"SEW - 3",0,0,0,0,0,0]
[4,46,4,"AFW - 4 Pinn",0,0,0,0,41,"SES - East Surrey",0,0,0,0,0,0,0,0,0,0,0,0,0,0,0,0,0,0,0,0,null,4,"SEW - 4",0,0,0,0,0,0]
[4,47,4,"AFW - 4 Pinn",0,0,0,0,80,"TMS - Guildford",0,0,0,0,0,0,0,0,0,0,0,0,0,0,0,0,0,0,0,0,null,4,"SEW - 5",0,0,0,0,0,0]
[4,48,4,"AFW - 4 Pinn",0,0,0,0,81,"TMS - Henley",0,0,0,0,0,0,0,0,0,0,0,0,0,0,0,0,0,0,0,0,null,4,"SEW - 6",0,0,0,0,0,0]
[4,49,6,"AFW - 6 Wey",0,0,0,0,2,"AFW - 2 Colne",0,0,0,0,0,0,0,0,0,0,0,0,0,0,0,0,0,0,0,0,null,4,"SEW - 7",0,0,0,0,0,0]
[4,50,6,"AFW - 6 Wey",0,0,0,0,1,"AFW - 1 Misbourne",0,0,0,0,0,0,0,0,0,0,0,0,0,0,0,0,0,0,0,0,null,4,"SEW - 8",0,0,0,0,0,0]
[4,51,6,"AFW - 6 Wey",0,0,0,0,84,"TMS - Slough Wycombe Aylesbury",0,0,0,0,0,0,0,0,0,0,0,0,0,0,0,0,0,0,0,0,null,4,"SRN - Hants Andover",0,0,0,0,0,0]
[4,52,6,"AFW - 6 Wey",0,0,0,0,41,"SES - East Surrey",0,0,0,0,0,0,0,0,0,0,0,0,0,0,0,0,0,0,0,0,null,4,"SRN - Hants Kingsclere",0,0,0,0,0,0]
[4,53,6,"AFW - 6 Wey",0,0,0,0,47,"SEW - 5",0,0,0,0,0,0,0,0,0,0,0,0,0,0,0,0,0,0,0,0,null,4,"SRN - Hants South",0,0,0,0,0,0]
[4,54,6,"AFW - 6 Wey",0,0,0,0,80,"TMS - Guildford",0,0,0,0,0,0,0,0,0,0,0,0,0,0,0,0,0,0,0,0,null,4,"SRN - Isle of Wight",0,0,0,0,0,0]
[4,55,6,"AFW - 6 Wey",0,0,0,0,82,"TMS - Kennet Valley",0,0,0,0,0,0,0,0,0,0,0,0,0,0,0,0,0,0,0,0,null,4,"SRN - Kent Medway",0,0,0,0,0,0]
[4,56,6,"AFW - 6 Wey",0,0,0,0,81,"TMS - Henley",0,0,0,0,0,0,0,0,0,0,0,0,0,0,0,0,0,0,0,0,null,4,"SRN - Kent Thannet",0,0,0,0,0,0]
[4,57,21,"ANH - Norwich and the Broads",0,0,0,0,36,"ESK - Northern & Central",0,0,0,0,0,0,0,0,0,0,0,0,0,0,0,0,0,0,0,0,null,4,"SRN - Sussex Brighton",0,0,0,0,0,0]
[4,58,21,"ANH - Norwich and the Broads",0,0,0,0,19,"ANH - Norfolk Rural",0,0,0,0,0,0,0,0,0,0,0,0,0,0,0,0,0,0,0,0,null,4,"SRN - Sussex Hastings",0,0,0,0,0,0]
[4,59,21,"ANH - Norwich and the Broads",0,0,0,0,20,"ANH - North Norfolk Coast",0,0,0,0,0,0,0,0,0,0,0,0,0,0,0,0,0,0,0,0,null,4,"SRN - Sussex North",0,0,0,0,0,0]
[4,60,21,"ANH - Norwich and the Broads",0,0,0,0,33,"ESK - Blyth",0,0,0,0,0,0,0,0,0,0,0,0,0,0,0,0,0,0,0,0,null,4,"SRN - Sussex Worthing",0,0,0,0,0,0]
[4,61,21,"ANH - Norwich and the Broads",0,0,0,0,35,"ESK - Hartismere",0,0,0,0,0,0,0,0,0,0,0,0,0,0,0,0,0,0,0,0,null,4,"SSC - South Staffordshire",0,0,0,0,0,0]
[4,62,3,"AFW - 3 Lee",0,0,0,0,29,"CAM - Cambridge",0,0,0,0,0,0,0,0,0,0,0,0,0,0,0,0,0,0,0,0,null,4,"SVT - Bishops Castle",0,0,0,0,0,0]
[4,63,3,"AFW - 3 Lee",0,0,0,0,2,"AFW - 2 Colne",0,0,0,0,0,0,0,0,0,0,0,0,0,0,0,0,0,0,0,0,null,4,"SVT - Forest and Stroud",0,0,0,0,0,0]
[4,64,3,"AFW - 3 Lee",0,0,0,0,1,"AFW - 1 Misbourne",0,0,0,0,0,0,0,0,0,0,0,0,0,0,0,0,0,0,0,0,null,4,"SVT - Kinsall",0,0,0,0,0,0]
[4,65,3,"AFW - 3 Lee",0,0,0,0,84,"TMS - Slough Wycombe Aylesbury",0,0,0,0,0,0,0,0,0,0,0,0,0,0,0,0,0,0,0,0,null,4,"SVT - Llandinam and Llanwrin",0,0,0,0,0,0]
[4,66,74,"SVT - Strategic Grid",0,0,0,0,75,"SVT - Whitchurch and Wem",0,0,0,0,0,0,0,0,0,0,0,0,0,0,0,0,0,0,0,0,null,4,"SVT - Mardy",0,0,0,0,0,0]
[4,67,74,"SVT - Strategic Grid",0,0,0,0,73,"SVT - Stafford",0,0,0,0,0,0,0,0,0,0,0,0,0,0,0,0,0,0,0,0,null,4,"SVT - Newark",0,0,0,0,0,0]
[4,68,74,"SVT - Strategic Grid",0,0,0,0,64,"SVT - Kinsall",0,0,0,0,0,0,0,0,0,0,0,0,0,0,0,0,0,0,0,0,null,4,"SVT - North Staffs",0,0,0,0,0,0]
[4,69,74,"SVT - Strategic Grid",0,0,0,0,72,"SVT - Shelton",0,0,0,0,0,0,0,0,0,0,0,0,0,0,0,0,0,0,0,0,null,4,"SVT - Nottinghamshire",0,0,0,0,0,0]
[4,70,74,"SVT - Strategic Grid",0,0,0,0,71,"SVT - Ruyton",0,0,0,0,0,0,0,0,0,0,0,0,0,0,0,0,0,0,0,0,null,4,"SVT - Rutland",0,0,0,0,0,0]
[4,71,74,"SVT - Strategic Grid",0,0,0,0,61,"SSC - South Staffordshire",0,0,0,0,0,0,0,0,0,0,0,0,0,0,0,0,0,0,0,0,null,4,"SVT - Ruyton",0,0,0,0,0,0]
[4,72,74,"SVT - Strategic Grid",0,0,0,0,76,"SVT - Wolverhampton",0,0,0,0,0,0,0,0,0,0,0,0,0,0,0,0,0,0,0,0,null,4,"SVT - Shelton",0,0,0,0,0,0]
[4,73,74,"SVT - Strategic Grid",0,0,0,0,62,"SVT - Bishops Castle",0,0,0,0,0,0,0,0,0,0,0,0,0,0,0,0,0,0,0,0,null,4,"SVT - Stafford",0,0,0,0,0,0]
[4,74,74,"SVT - Strategic Grid",0,0,0,0,99,"WSH - Hereford C.U. System",0,0,0,0,0,0,0,0,0,0,0,0,0,0,0,0,0,0,0,0,null,4,"SVT - Strategic Grid",0,0,0,0,0,0]
[4,75,74,"SVT - Strategic Grid",0,0,0,0,107,"WSH - Pilleth",0,0,0,0,0,0,0,0,0,0,0,0,0,0,0,0,0,0,0,0,null,4,"SVT - Whitchurch and Wem",0,0,0,0,0,0]
[4,76,13,"ANH - East Suffolk",0,0,0,0,33,"ESK - Blyth",0,0,0,0,0,0,0,0,0,0,0,0,0,0,0,0,0,0,0,0,null,4,"SVT - Wolverhampton",0,0,0,0,0,0]
[4,77,13,"ANH - East Suffolk",0,0,0,0,8,"AFW - 8 Brett",0,0,0,0,0,0,0,0,0,0,0,0,0,0,0,0,0,0,0,0,null,4,"SWT - Colliford",0,0,0,0,0,0]
[4,78,13,"ANH - East Suffolk",0,0,0,0,35,"ESK - Hartismere",0,0,0,0,0,0,0,0,0,0,0,0,0,0,0,0,0,0,0,0,null,4,"SWT - Roadford",0,0,0,0,0,0]
[4,79,13,"ANH - East Suffolk",0,0,0,0,25,"ANH - SUDBURY",0,0,0,0,0,0,0,0,0,0,0,0,0,0,0,0,0,0,0,0,null,4,"SWT - Wimbleball",0,0,0,0,0,0]
[4,80,28,"BRL - Bristol",0,0,0,0,115,"WSX - Companywide (WW)",0,0,0,0,0,0,0,0,0,0,0,0,0,0,0,0,0,0,0,0,null,4,"TMS - Guildford",0,0,0,0,0,0]
[4,81,53,"SRN - Hants South",0,0,0,0,115,"WSX - Companywide (WW)",0,0,0,0,0,0,0,0,0,0,0,0,0,0,0,0,0,0,0,0,null,4,"TMS - Henley",0,0,0,0,0,0]
[4,82,117,"YKY - Grid",0,0,0,0,116,"YKY - East SWZ",0,0,0,0,0,0,0,0,0,0,0,0,0,0,0,0,0,0,0,0,null,4,"TMS - Kennet Valley",0,0,0,0,0,0]
[4,83,117,"YKY - Grid",0,0,0,0,26,"ANH - West Lincolnshire",0,0,0,0,0,0,0,0,0,0,0,0,0,0,0,0,0,0,0,0,null,4,"TMS - London",0,0,0,0,0,0]
[4,84,117,"YKY - Grid",0,0,0,0,38,"NNE - Kielder",0,0,0,0,0,0,0,0,0,0,0,0,0,0,0,0,0,0,0,0,null,4,"TMS - Slough Wycombe Aylesbury",0,0,0,0,0,0]
[4,85,117,"YKY - Grid",0,0,0,0,87,"UU - Integrated",0,0,0,0,0,0,0,0,0,0,0,0,0,0,0,0,0,0,0,0,null,4,"TMS - SWOX",0,0,0,0,0,0]
[4,86,74,"SVT - Strategic Grid",0,0,0,0,22,"ANH - Ruthamford North",0,0,0,0,0,0,0,0,0,0,0,0,0,0,0,0,0,0,0,0,null,4,"UU - Carlisle",0,0,0,0,0,0]
[4,87,74,"SVT - Strategic Grid",0,0,0,0,10,"ANH - Central Lincolnshire",0,0,0,0,0,0,0,0,0,0,0,0,0,0,0,0,0,0,0,0,null,4,"UU - Integrated",0,0,0,0,0,0]
[4,88,74,"SVT - Strategic Grid",0,0,0,0,68,"SVT - North Staffs",0,0,0,0,0,0,0,0,0,0,0,0,0,0,0,0,0,0,0,0,null,4,"UU - North Eden",0,0,0,0,0,0]
[4,89,74,"SVT - Strategic Grid",0,0,0,0,70,"SVT - Rutland",0,0,0,0,0,0,0,0,0,0,0,0,0,0,0,0,0,0,0,0,null,4,"UU - West Cumbria",0,0,0,0,0,0]
[4,90,74,"SVT - Strategic Grid",0,0,0,0,63,"SVT - Forest and Stroud",0,0,0,0,0,0,0,0,0,0,0,0,0,0,0,0,0,0,0,0,null,4,"VWP - Tidworth",0,0,0,0,0,0]
[4,91,74,"SVT - Strategic Grid",0,0,0,0,87,"UU - Integrated",0,0,0,0,0,0,0,0,0,0,0,0,0,0,0,0,0,0,0,0,null,4,"WSH - Alwen /Dee",0,0,0,0,0,0]
[4,92,74,"SVT - Strategic Grid",0,0,0,0,108,"WSH - Ross-on-Wye",0,0,0,0,0,0,0,0,0,0,0,0,0,0,0,0,0,0,0,0,null,4,"WSH - Bala",0,0,0,0,0,0]
[4,93,0,0,0,0,0,0,0,0,0,0,0,0,0,0,0,0,0,0,0,0,0,0,0,0,0,0,0,0,null,4,"WSH - Barmouth",0,0,0,0,0,0]
[4,94,0,0,0,0,0,0,0,0,0,0,0,0,0,0,0,0,0,0,0,0,0,0,0,0,0,0,0,0,null,4,"WSH - Blaenau Ffestiniog",0,0,0,0,0,0]
[4,95,0,0,0,0,0,0,0,0,0,0,0,0,0,0,0,0,0,0,0,0,0,0,0,0,0,0,0,0,null,4,"WSH - Brecon / Portis",0,0,0,0,0,0]
[4,96,0,0,0,0,0,0,0,0,0,0,0,0,0,0,0,0,0,0,0,0,0,0,0,0,0,0,0,0,null,4,"WSH - Clwyd Coastal",0,0,0,0,0,0]
[4,97,0,0,0,0,0,0,0,0,0,0,0,0,0,0,0,0,0,0,0,0,0,0,0,0,0,0,0,0,null,4,"WSH - Dyffryn Conwy",0,0,0,0,0,0]
[4,98,0,0,0,0,0,0,0,0,0,0,0,0,0,0,0,0,0,0,0,0,0,0,0,0,0,0,0,0,null,4,"WSH - Elan/Builth Wells",0,0,0,0,0,0]
[4,99,0,0,0,0,0,0,0,0,0,0,0,0,0,0,0,0,0,0,0,0,0,0,0,0,0,0,0,0,null,4,"WSH - Hereford C.U. System",0,0,0,0,0,0]
[4,100,0,0,0,0,0,0,0,0,0,0,0,0,0,0,0,0,0,0,0,0,0,0,0,0,0,0,0,0,null,4,"WSH - Lleyn / Harlech",0,0,0,0,0,0]
[4,101,0,0,0,0,0,0,0,0,0,0,0,0,0,0,0,0,0,0,0,0,0,0,0,0,0,0,0,0,null,4,"WSH - Llyswen",0,0,0,0,0,0]
[4,102,0,0,0,0,0,0,0,0,0,0,0,0,0,0,0,0,0,0,0,0,0,0,0,0,0,0,0,0,null,4,"WSH - Mid & South Ceredigion",0,0,0,0,0,0]
[4,103,0,0,0,0,0,0,0,0,0,0,0,0,0,0,0,0,0,0,0,0,0,0,0,0,0,0,0,0,null,4,"WSH - Monmouth",0,0,0,0,0,0]
[4,104,0,0,0,0,0,0,0,0,0,0,0,0,0,0,0,0,0,0,0,0,0,0,0,0,0,0,0,0,null,4,"WSH - North Ceredigion",0,0,0,0,0,0]
[4,105,0,0,0,0,0,0,0,0,0,0,0,0,0,0,0,0,0,0,0,0,0,0,0,0,0,0,0,0,null,4,"WSH - North Eryri / Ynys Mon",0,0,0,0,0,0]
[4,106,0,0,0,0,0,0,0,0,0,0,0,0,0,0,0,0,0,0,0,0,0,0,0,0,0,0,0,0,null,4,"WSH - Pembrokeshire",0,0,0,0,0,0]
[4,107,0,0,0,0,0,0,0,0,0,0,0,0,0,0,0,0,0,0,0,0,0,0,0,0,0,0,0,0,null,4,"WSH - Pilleth",0,0,0,0,0,0]
[4,108,0,0,0,0,0,0,0,0,0,0,0,0,0,0,0,0,0,0,0,0,0,0,0,0,0,0,0,0,null,4,"WSH - Ross-on-Wye",0,0,0,0,0,0]
[4,109,0,0,0,0,0,0,0,0,0,0,0,0,0,0,0,0,0,0,0,0,0,0,0,0,0,0,0,0,null,4,"WSH - SE Wales C.U. System",0,0,0,0,0,0]
[4,110,0,0,0,0,0,0,0,0,0,0,0,0,0,0,0,0,0,0,0,0,0,0,0,0,0,0,0,0,null,4,"WSH - South Meirionydd",0,0,0,0,0,0]
[4,111,0,0,0,0,0,0,0,0,0,0,0,0,0,0,0,0,0,0,0,0,0,0,0,0,0,0,0,0,null,4,"WSH - Tywi C.U. System",0,0,0,0,0,0]
[4,112,0,0,0,0,0,0,0,0,0,0,0,0,0,0,0,0,0,0,0,0,0,0,0,0,0,0,0,0,null,4,"WSH - Tywyn / Aberdyfi",0,0,0,0,0,0]
[4,113,0,0,0,0,0,0,0,0,0,0,0,0,0,0,0,0,0,0,0,0,0,0,0,0,0,0,0,0,null,4,"WSH - Vowchurch",0,0,0,0,0,0]
[4,114,0,0,0,0,0,0,0,0,0,0,0,0,0,0,0,0,0,0,0,0,0,0,0,0,0,0,0,0,null,4,"WSH - Whitbourne",0,0,0,0,0,0]
[4,115,0,0,0,0,0,0,0,0,0,0,0,0,0,0,0,0,0,0,0,0,0,0,0,0,0,0,0,0,null,4,"WSX - Companywide (WW)",0,0,0,0,0,0]
[4,116,0,0,0,0,0,0,0,0,0,0,0,0,0,0,0,0,0,0,0,0,0,0,0,0,0,0,0,0,null,4,"YKY - East SWZ",0,0,0,0,0,0]
[4,117,0,0,0,0,0,0,0,0,0,0,0,0,0,0,0,0,0,0,0,0,0,0,0,0,0,0,0,0,null,4,"YKY - Grid",0,0,0,0,0,0]
[4,118,0,0,0,0,0,0,0,0,0,0,0,0,0,0,0,0,0,0,0,0,0,0,0,0,0,0,0,0]
[4,119,0,0,0,0,0,0,0,0,0,0,0,0,0,0,0,0,0,0,0,0,0,0,0,0,0,0,0,0]
[4,120,0,0,0,0,0,0,0,0,0,0,0,0,0,0,0,0,0,0,0,0,0,0,0,0,0,0,0,0]
[4,121,0,0,0,0,0,0,0,0,0,0,0,0,0,0,0,0,0,0,0,0,0,0,0,0,0,0,0,0]
[4,122,0,0,0,0,0,0,0,0,0,0,0,0,0,0,0,0,0,0,0,0,0,0,0,0,0,0,0,0]
[4,123,0,0,0,0,0,0,0,0,0,0,0,0,0,0,0,0,0,0,0,0,0,0,0,0,0,0,0,0]
[4,124,0,0,0,0,0,0,0,0,0,0,0,0,0,0,0,0,0,0,0,0,0,0,0,0,0,0,0,0]
[4,125,0,0,0,0,0,0,0,0,0,0,0,0,0,0,0,0,0,0,0,0,0,0,0,0,0,0,0,0]
[4,126,0,0,0,0,0,0,0,0,0,0,0,0,0,0,0,0,0,0,0,0,0,0,0,0,0,0,0,0]
[4,127,0,0,0,0,0,0,0,0,0,0,0,0,0,0,0,0,0,0,0,0,0,0,0,0,0,0,0,0]
[4,128,0,0,0,0,0,0,0,0,0,0,0,0,0,0,0,0,0,0,0,0,0,0,0,0,0,0,0,0]
[4,129,0,0,0,0,0,0,0,0,0,0,0,0,0,0,0,0,0,0,0,0,0,0,0,0,0,0,0,0]
[4,130,0,0,0,0,0,0,0,0,0,0,0,0,0,0,0,0,0,0,0,0,0,0,0,0,0,0,0,0]
[4,131,0,0,0,0,0,0,0,0,0,0,0,0,0,0,0,0,0,0,0,0,0,0,0,0,0,0,0,0]
[4,132,0,0,0,0,0,0,0,0,0,0,0,0,0,0,0,0,0,0,0,0,0,0,0,0,0,0,0,0]
[4,133,0,0,0,0,0,0,0,0,0,0,0,0,0,0,0,0,0,0,0,0,0,0,0,0,0,0,0,0]
[4,134,0,0,0,0,0,0,0,0,0,0,0,0,0,0,0,0,0,0,0,0,0,0,0,0,0,0,0,0]
[4,135,0,0,0,0,0,0,0,0,0,0,0,0,0,0,0,0,0,0,0,0,0,0,0,0,0,0,0,0]
[4,136,0,0,0,0,0,0,0,0,0,0,0,0,0,0,0,0,0,0,0,0,0,0,0,0,0,0,0,0]
[4,137,0,0,0,0,0,0,0,0,0,0,0,0,0,0,0,0,0,0,0,0,0,0,0,0,0,0,0,0]
[4,138,0,0,0,0,0,0,0,0,0,0,0,0,0,0,0,0,0,0,0,0,0,0,0,0,0,0,0,0]
[4,139,0,0,0,0,0,0,0,0,0,0,0,0,0,0,0,0,0,0,0,0,0,0,0,0,0,0,0,0]
[4,140,0,0,0,0,0,0,0,0,0,0,0,0,0,0,0,0,0,0,0,0,0,0,0,0,0,0,0,0]
[4,141,0,0,0,0,0,0,0,0,0,0,0,0,0,0,0,0,0,0,0,0,0,0,0,0,0,0,0,0]
[4,142,0,0,0,0,0,0,0,0,0,0,0,0,0,0,0,0,0,0,0,0,0,0,0,0,0,0,0,0]
[4,143,0,0,0,0,0,0,0,0,0,0,0,0,0,0,0,0,0,0,0,0,0,0,0,0,0,0,0,0]
[4,144,0,0,0,0,0,0,0,0,0,0,0,0,0,0,0,0,0,0,0,0,0,0,0,0,0,0,0,0]
[4,145,0,0,0,0,0,0,0,0,0,0,0,0,0,0,0,0,0,0,0,0,0,0,0,0,0,0,0,0]
[4,146,0,0,0,0,0,0,0,0,0,0,0,0,0,0,0,0,0,0,0,0,0,0,0,0,0,0,0,0]
[4,147,0,0,0,0,0,0,0,0,0,0,0,0,0,0,0,0,0,0,0,0,0,0,0,0,0,0,0,0]
[4,148,0,0,0,0,0,0,0,0,0,0,0,0,0,0,0,0,0,0,0,0,0,0,0,0,0,0,0,0]
[4,149,0,0,0,0,0,0,0,0,0,0,0,0,0,0,0,0,0,0,0,0,0,0,0,0,0,0,0,0]
[4,150,0,0,0,0,0,0,0,0,0,0,0,0,0,0,0,0,0,0,0,0,0,0,0,0,0,0,0,0]
[4,151,0,0,0,0,0,0,0,0,0,0,0,0,0,0,0,0,0,0,0,0,0,0,0,0,0,0,0,0]
[4,152,0,0,0,0,0,0,0,0,0,0,0,0,0,0,0,0,0,0,0,0,0,0,0,0,0,0,0,0]
[4,153,0,0,0,0,0,0,0,0,0,0,0,0,0,0,0,0,0,0,0,0,0,0,0,0,0,0,0,0]
[4,154,0,0,0,0,0,0,0,0,0,0,0,0,0,0,0,0,0,0,0,0,0,0,0,0,0,0,0,0]
[]
[5,1,69,"SVT - Nottinghamshire",0,0,0,0,67,"SVT - Newark",0,0,0,0,0,0,0,0,0,0,0,0,0,0,0,0,0,0,0,0,null,5,"AFW - 1 Misbourne",0,0,0,0,0,0]
[5,2,69,"SVT - Nottinghamshire",0,0,0,0,26,"ANH - West Lincolnshire",0,0,0,0,0,0,0,0,0,0,0,0,0,0,0,0,0,0,0,0,null,5,"AFW - 2 Colne",0,0,0,0,0,0]
[5,3,69,"SVT - Nottinghamshire",0,0,0,0,10,"ANH - Central Lincolnshire",0,0,0,0,0,0,0,0,0,0,0,0,0,0,0,0,0,0,0,0,null,5,"AFW - 3 Lee",0,0,0,0,0,0]
[5,4,28,"BRL - Bristol",0,0,0,0,63,"SVT - Forest and Stroud",0,0,0,0,0,0,0,0,0,0,0,0,0,0,0,0,0,0,0,0,null,5,"AFW - 4 Pinn",0,0,0,0,0,0]
[5,5,28,"BRL - Bristol",0,0,0,0,103,"WSH - Monmouth",0,0,0,0,0,0,0,0,0,0,0,0,0,0,0,0,0,0,0,0,null,5,"AFW - 5 Stort",0,0,0,0,0,0]
[5,6,46,"SEW - 4",0,0,0,0,1,"AFW - 1 Misbourne",0,0,0,0,0,0,0,0,0,0,0,0,0,0,0,0,0,0,0,0,null,5,"AFW - 6 Wey",0,0,0,0,0,0]
[5,7,46,"SEW - 4",0,0,0,0,84,"TMS - Slough Wycombe Aylesbury",0,0,0,0,0,0,0,0,0,0,0,0,0,0,0,0,0,0,0,0,null,5,"AFW - 7 Dour",0,0,0,0,0,0]
[5,8,46,"SEW - 4",0,0,0,0,47,"SEW - 5",0,0,0,0,0,0,0,0,0,0,0,0,0,0,0,0,0,0,0,0,null,5,"AFW - 8 Brett",0,0,0,0,0,0]
[5,9,46,"SEW - 4",0,0,0,0,80,"TMS - Guildford",0,0,0,0,0,0,0,0,0,0,0,0,0,0,0,0,0,0,0,0,null,5,"ANH - Central Essex",0,0,0,0,0,0]
[5,10,46,"SEW - 4",0,0,0,0,51,"SRN - Hants Andover",0,0,0,0,0,0,0,0,0,0,0,0,0,0,0,0,0,0,0,0,null,5,"ANH - Central Lincolnshire",0,0,0,0,0,0]
[5,11,46,"SEW - 4",0,0,0,0,52,"SRN - Hants Kingsclere",0,0,0,0,0,0,0,0,0,0,0,0,0,0,0,0,0,0,0,0,null,5,"ANH - CHEVELEY",0,0,0,0,0,0]
[5,12,46,"SEW - 4",0,0,0,0,82,"TMS - Kennet Valley",0,0,0,0,0,0,0,0,0,0,0,0,0,0,0,0,0,0,0,0,null,5,"ANH - East Lincolnshire",0,0,0,0,0,0]
[5,13,46,"SEW - 4",0,0,0,0,81,"TMS - Henley",0,0,0,0,0,0,0,0,0,0,0,0,0,0,0,0,0,0,0,0,null,5,"ANH - East Suffolk",0,0,0,0,0,0]
[5,14,45,"SEW - 3",0,0,0,0,58,"SRN - Sussex Hastings",0,0,0,0,0,0,0,0,0,0,0,0,0,0,0,0,0,0,0,0,null,5,"ANH - ELY",0,0,0,0,0,0]
[5,15,44,"SEW - 2",0,0,0,0,58,"SRN - Sussex Hastings",0,0,0,0,0,0,0,0,0,0,0,0,0,0,0,0,0,0,0,0,null,5,"ANH - Fenland",0,0,0,0,0,0]
[5,16,44,"SEW - 2",0,0,0,0,41,"SES - East Surrey",0,0,0,0,0,0,0,0,0,0,0,0,0,0,0,0,0,0,0,0,null,5,"ANH - Hartlepool",0,0,0,0,0,0]
[5,17,57,"SRN - Sussex Brighton",0,0,0,0,41,"SES - East Surrey",0,0,0,0,0,0,0,0,0,0,0,0,0,0,0,0,0,0,0,0,null,5,"ANH - Hunstanton",0,0,0,0,0,0]
[5,18,57,"SRN - Sussex Brighton",0,0,0,0,80,"TMS - Guildford",0,0,0,0,0,0,0,0,0,0,0,0,0,0,0,0,0,0,0,0,null,5,"ANH - NEWMARKET",0,0,0,0,0,0]
[5,19,59,"SRN - Sussex North",0,0,0,0,41,"SES - East Surrey",0,0,0,0,0,0,0,0,0,0,0,0,0,0,0,0,0,0,0,0,null,5,"ANH - Norfolk Rural",0,0,0,0,0,0]
[5,20,59,"SRN - Sussex North",0,0,0,0,47,"SEW - 5",0,0,0,0,0,0,0,0,0,0,0,0,0,0,0,0,0,0,0,0,null,5,"ANH - North Norfolk Coast",0,0,0,0,0,0]
[5,21,59,"SRN - Sussex North",0,0,0,0,80,"TMS - Guildford",0,0,0,0,0,0,0,0,0,0,0,0,0,0,0,0,0,0,0,0,null,5,"ANH - Norwich and the Broads",0,0,0,0,0,0]
[5,22,59,"SRN - Sussex North",0,0,0,0,39,"PRT - Companywide (portsmouth)",0,0,0,0,0,0,0,0,0,0,0,0,0,0,0,0,0,0,0,0,null,5,"ANH - Ruthamford North",0,0,0,0,0,0]
[5,23,53,"SRN - Hants South",0,0,0,0,47,"SEW - 5",0,0,0,0,0,0,0,0,0,0,0,0,0,0,0,0,0,0,0,0,null,5,"ANH - Ruthamford South",0,0,0,0,0,0]
[5,24,53,"SRN - Hants South",0,0,0,0,40,"SBW - Companywide (SBW)",0,0,0,0,0,0,0,0,0,0,0,0,0,0,0,0,0,0,0,0,null,5,"ANH - South Essex",0,0,0,0,0,0]
[5,25,53,"SRN - Hants South",0,0,0,0,51,"SRN - Hants Andover",0,0,0,0,0,0,0,0,0,0,0,0,0,0,0,0,0,0,0,0,null,5,"ANH - SUDBURY",0,0,0,0,0,0]
[5,26,53,"SRN - Hants South",0,0,0,0,52,"SRN - Hants Kingsclere",0,0,0,0,0,0,0,0,0,0,0,0,0,0,0,0,0,0,0,0,null,5,"ANH - West Lincolnshire",0,0,0,0,0,0]
[5,27,53,"SRN - Hants South",0,0,0,0,30,"CHL - Cholderton & District",0,0,0,0,0,0,0,0,0,0,0,0,0,0,0,0,0,0,0,0,null,5,"ANH - WEST SUFFOLK",0,0,0,0,0,0]
[5,28,53,"SRN - Hants South",0,0,0,0,39,"PRT - Companywide (portsmouth)",0,0,0,0,0,0,0,0,0,0,0,0,0,0,0,0,0,0,0,0,null,5,"BRL - Bristol",0,0,0,0,0,0]
[5,29,55,"SRN - Kent Medway",0,0,0,0,34,"ESK - Essex",0,0,0,0,0,0,0,0,0,0,0,0,0,0,0,0,0,0,0,0,null,5,"CAM - Cambridge",0,0,0,0,0,0]
[5,30,60,"SRN - Sussex Worthing",0,0,0,0,41,"SES - East Surrey",0,0,0,0,0,0,0,0,0,0,0,0,0,0,0,0,0,0,0,0,null,5,"CHL - Cholderton & District",0,0,0,0,0,0]
[5,31,60,"SRN - Sussex Worthing",0,0,0,0,47,"SEW - 5",0,0,0,0,0,0,0,0,0,0,0,0,0,0,0,0,0,0,0,0,null,5,"DVW - Chester",0,0,0,0,0,0]
[5,32,60,"SRN - Sussex Worthing",0,0,0,0,80,"TMS - Guildford",0,0,0,0,0,0,0,0,0,0,0,0,0,0,0,0,0,0,0,0,null,5,"DVW - Wrexham",0,0,0,0,0,0]
[5,33,60,"SRN - Sussex Worthing",0,0,0,0,39,"PRT - Companywide (portsmouth)",0,0,0,0,0,0,0,0,0,0,0,0,0,0,0,0,0,0,0,0,null,5,"ESK - Blyth",0,0,0,0,0,0]
[5,34,83,"TMS - London",0,0,0,0,34,"ESK - Essex",0,0,0,0,0,0,0,0,0,0,0,0,0,0,0,0,0,0,0,0,null,5,"ESK - Essex",0,0,0,0,0,0]
[5,35,83,"TMS - London",0,0,0,0,2,"AFW - 2 Colne",0,0,0,0,0,0,0,0,0,0,0,0,0,0,0,0,0,0,0,0,null,5,"ESK - Hartismere",0,0,0,0,0,0]
[5,36,83,"TMS - London",0,0,0,0,1,"AFW - 1 Misbourne",0,0,0,0,0,0,0,0,0,0,0,0,0,0,0,0,0,0,0,0,null,5,"ESK - Northern & Central",0,0,0,0,0,0]
[5,37,83,"TMS - London",0,0,0,0,41,"SES - East Surrey",0,0,0,0,0,0,0,0,0,0,0,0,0,0,0,0,0,0,0,0,null,5,"NNE - Berwick-Fowberry",0,0,0,0,0,0]
[5,38,49,"SEW - 7",0,0,0,0,58,"SRN - Sussex Hastings",0,0,0,0,0,0,0,0,0,0,0,0,0,0,0,0,0,0,0,0,null,5,"NNE - Kielder",0,0,0,0,0,0]
[5,39,50,"SEW - 8",0,0,0,0,58,"SRN - Sussex Hastings",0,0,0,0,0,0,0,0,0,0,0,0,0,0,0,0,0,0,0,0,null,5,"PRT - Companywide (portsmouth)",0,0,0,0,0,0]
[5,40,48,"SEW - 6",0,0,0,0,34,"ESK - Essex",0,0,0,0,0,0,0,0,0,0,0,0,0,0,0,0,0,0,0,0,null,5,"SBW - Companywide (SBW)",0,0,0,0,0,0]
[5,41,48,"SEW - 6",0,0,0,0,58,"SRN - Sussex Hastings",0,0,0,0,0,0,0,0,0,0,0,0,0,0,0,0,0,0,0,0,null,5,"SES - East Surrey",0,0,0,0,0,0]
[5,42,48,"SEW - 6",0,0,0,0,41,"SES - East Surrey",0,0,0,0,0,0,0,0,0,0,0,0,0,0,0,0,0,0,0,0,null,5,"SES - Sutton",0,0,0,0,0,0]
[5,43,4,"AFW - 4 Pinn",0,0,0,0,2,"AFW - 2 Colne",0,0,0,0,0,0,0,0,0,0,0,0,0,0,0,0,0,0,0,0,null,5,"SEW - 1",0,0,0,0,0,0]
[5,44,4,"AFW - 4 Pinn",0,0,0,0,1,"AFW - 1 Misbourne",0,0,0,0,0,0,0,0,0,0,0,0,0,0,0,0,0,0,0,0,null,5,"SEW - 2",0,0,0,0,0,0]
[5,45,4,"AFW - 4 Pinn",0,0,0,0,84,"TMS - Slough Wycombe Aylesbury",0,0,0,0,0,0,0,0,0,0,0,0,0,0,0,0,0,0,0,0,null,5,"SEW - 3",0,0,0,0,0,0]
[5,46,4,"AFW - 4 Pinn",0,0,0,0,41,"SES - East Surrey",0,0,0,0,0,0,0,0,0,0,0,0,0,0,0,0,0,0,0,0,null,5,"SEW - 4",0,0,0,0,0,0]
[5,47,4,"AFW - 4 Pinn",0,0,0,0,80,"TMS - Guildford",0,0,0,0,0,0,0,0,0,0,0,0,0,0,0,0,0,0,0,0,null,5,"SEW - 5",0,0,0,0,0,0]
[5,48,4,"AFW - 4 Pinn",0,0,0,0,81,"TMS - Henley",0,0,0,0,0,0,0,0,0,0,0,0,0,0,0,0,0,0,0,0,null,5,"SEW - 6",0,0,0,0,0,0]
[5,49,6,"AFW - 6 Wey",0,0,0,0,2,"AFW - 2 Colne",0,0,0,0,0,0,0,0,0,0,0,0,0,0,0,0,0,0,0,0,null,5,"SEW - 7",0,0,0,0,0,0]
[5,50,6,"AFW - 6 Wey",0,0,0,0,1,"AFW - 1 Misbourne",0,0,0,0,0,0,0,0,0,0,0,0,0,0,0,0,0,0,0,0,null,5,"SEW - 8",0,0,0,0,0,0]
[5,51,6,"AFW - 6 Wey",0,0,0,0,84,"TMS - Slough Wycombe Aylesbury",0,0,0,0,0,0,0,0,0,0,0,0,0,0,0,0,0,0,0,0,null,5,"SRN - Hants Andover",0,0,0,0,0,0]
[5,52,6,"AFW - 6 Wey",0,0,0,0,41,"SES - East Surrey",0,0,0,0,0,0,0,0,0,0,0,0,0,0,0,0,0,0,0,0,null,5,"SRN - Hants Kingsclere",0,0,0,0,0,0]
[5,53,6,"AFW - 6 Wey",0,0,0,0,47,"SEW - 5",0,0,0,0,0,0,0,0,0,0,0,0,0,0,0,0,0,0,0,0,null,5,"SRN - Hants South",0,0,0,0,0,0]
[5,54,6,"AFW - 6 Wey",0,0,0,0,80,"TMS - Guildford",0,0,0,0,0,0,0,0,0,0,0,0,0,0,0,0,0,0,0,0,null,5,"SRN - Isle of Wight",0,0,0,0,0,0]
[5,55,6,"AFW - 6 Wey",0,0,0,0,82,"TMS - Kennet Valley",0,0,0,0,0,0,0,0,0,0,0,0,0,0,0,0,0,0,0,0,null,5,"SRN - Kent Medway",0,0,0,0,0,0]
[5,56,6,"AFW - 6 Wey",0,0,0,0,81,"TMS - Henley",0,0,0,0,0,0,0,0,0,0,0,0,0,0,0,0,0,0,0,0,null,5,"SRN - Kent Thannet",0,0,0,0,0,0]
[5,57,21,"ANH - Norwich and the Broads",0,0,0,0,36,"ESK - Northern & Central",0,0,0,0,0,0,0,0,0,0,0,0,0,0,0,0,0,0,0,0,null,5,"SRN - Sussex Brighton",0,0,0,0,0,0]
[5,58,21,"ANH - Norwich and the Broads",0,0,0,0,19,"ANH - Norfolk Rural",0,0,0,0,0,0,0,0,0,0,0,0,0,0,0,0,0,0,0,0,null,5,"SRN - Sussex Hastings",0,0,0,0,0,0]
[5,59,21,"ANH - Norwich and the Broads",0,0,0,0,20,"ANH - North Norfolk Coast",0,0,0,0,0,0,0,0,0,0,0,0,0,0,0,0,0,0,0,0,null,5,"SRN - Sussex North",0,0,0,0,0,0]
[5,60,21,"ANH - Norwich and the Broads",0,0,0,0,33,"ESK - Blyth",0,0,0,0,0,0,0,0,0,0,0,0,0,0,0,0,0,0,0,0,null,5,"SRN - Sussex Worthing",0,0,0,0,0,0]
[5,61,21,"ANH - Norwich and the Broads",0,0,0,0,35,"ESK - Hartismere",0,0,0,0,0,0,0,0,0,0,0,0,0,0,0,0,0,0,0,0,null,5,"SSC - South Staffordshire",0,0,0,0,0,0]
[5,62,3,"AFW - 3 Lee",0,0,0,0,29,"CAM - Cambridge",0,0,0,0,0,0,0,0,0,0,0,0,0,0,0,0,0,0,0,0,null,5,"SVT - Bishops Castle",0,0,0,0,0,0]
[5,63,3,"AFW - 3 Lee",0,0,0,0,2,"AFW - 2 Colne",0,0,0,0,0,0,0,0,0,0,0,0,0,0,0,0,0,0,0,0,null,5,"SVT - Forest and Stroud",0,0,0,0,0,0]
[5,64,3,"AFW - 3 Lee",0,0,0,0,1,"AFW - 1 Misbourne",0,0,0,0,0,0,0,0,0,0,0,0,0,0,0,0,0,0,0,0,null,5,"SVT - Kinsall",0,0,0,0,0,0]
[5,65,3,"AFW - 3 Lee",0,0,0,0,84,"TMS - Slough Wycombe Aylesbury",0,0,0,0,0,0,0,0,0,0,0,0,0,0,0,0,0,0,0,0,null,5,"SVT - Llandinam and Llanwrin",0,0,0,0,0,0]
[5,66,74,"SVT - Strategic Grid",0,0,0,0,75,"SVT - Whitchurch and Wem",0,0,0,0,0,0,0,0,0,0,0,0,0,0,0,0,0,0,0,0,null,5,"SVT - Mardy",0,0,0,0,0,0]
[5,67,74,"SVT - Strategic Grid",0,0,0,0,73,"SVT - Stafford",0,0,0,0,0,0,0,0,0,0,0,0,0,0,0,0,0,0,0,0,null,5,"SVT - Newark",0,0,0,0,0,0]
[5,68,74,"SVT - Strategic Grid",0,0,0,0,64,"SVT - Kinsall",0,0,0,0,0,0,0,0,0,0,0,0,0,0,0,0,0,0,0,0,null,5,"SVT - North Staffs",0,0,0,0,0,0]
[5,69,74,"SVT - Strategic Grid",0,0,0,0,72,"SVT - Shelton",0,0,0,0,0,0,0,0,0,0,0,0,0,0,0,0,0,0,0,0,null,5,"SVT - Nottinghamshire",0,0,0,0,0,0]
[5,70,74,"SVT - Strategic Grid",0,0,0,0,71,"SVT - Ruyton",0,0,0,0,0,0,0,0,0,0,0,0,0,0,0,0,0,0,0,0,null,5,"SVT - Rutland",0,0,0,0,0,0]
[5,71,74,"SVT - Strategic Grid",0,0,0,0,61,"SSC - South Staffordshire",0,0,0,0,0,0,0,0,0,0,0,0,0,0,0,0,0,0,0,0,null,5,"SVT - Ruyton",0,0,0,0,0,0]
[5,72,74,"SVT - Strategic Grid",0,0,0,0,76,"SVT - Wolverhampton",0,0,0,0,0,0,0,0,0,0,0,0,0,0,0,0,0,0,0,0,null,5,"SVT - Shelton",0,0,0,0,0,0]
[5,73,74,"SVT - Strategic Grid",0,0,0,0,62,"SVT - Bishops Castle",0,0,0,0,0,0,0,0,0,0,0,0,0,0,0,0,0,0,0,0,null,5,"SVT - Stafford",0,0,0,0,0,0]
[5,74,74,"SVT - Strategic Grid",0,0,0,0,99,"WSH - Hereford C.U. System",0,0,0,0,0,0,0,0,0,0,0,0,0,0,0,0,0,0,0,0,null,5,"SVT - Strategic Grid",0,0,0,0,0,0]
[5,75,74,"SVT - Strategic Grid",0,0,0,0,107,"WSH - Pilleth",0,0,0,0,0,0,0,0,0,0,0,0,0,0,0,0,0,0,0,0,null,5,"SVT - Whitchurch and Wem",0,0,0,0,0,0]
[5,76,13,"ANH - East Suffolk",0,0,0,0,33,"ESK - Blyth",0,0,0,0,0,0,0,0,0,0,0,0,0,0,0,0,0,0,0,0,null,5,"SVT - Wolverhampton",0,0,0,0,0,0]
[5,77,13,"ANH - East Suffolk",0,0,0,0,8,"AFW - 8 Brett",0,0,0,0,0,0,0,0,0,0,0,0,0,0,0,0,0,0,0,0,null,5,"SWT - Colliford",0,0,0,0,0,0]
[5,78,13,"ANH - East Suffolk",0,0,0,0,35,"ESK - Hartismere",0,0,0,0,0,0,0,0,0,0,0,0,0,0,0,0,0,0,0,0,null,5,"SWT - Roadford",0,0,0,0,0,0]
[5,79,13,"ANH - East Suffolk",0,0,0,0,25,"ANH - SUDBURY",0,0,0,0,0,0,0,0,0,0,0,0,0,0,0,0,0,0,0,0,null,5,"SWT - Wimbleball",0,0,0,0,0,0]
[5,80,28,"BRL - Bristol",0,0,0,0,115,"WSX - Companywide (WW)",0,0,0,0,0,0,0,0,0,0,0,0,0,0,0,0,0,0,0,0,null,5,"TMS - Guildford",0,0,0,0,0,0]
[5,81,53,"SRN - Hants South",0,0,0,0,115,"WSX - Companywide (WW)",0,0,0,0,0,0,0,0,0,0,0,0,0,0,0,0,0,0,0,0,null,5,"TMS - Henley",0,0,0,0,0,0]
[5,82,117,"YKY - Grid",0,0,0,0,116,"YKY - East SWZ",0,0,0,0,0,0,0,0,0,0,0,0,0,0,0,0,0,0,0,0,null,5,"TMS - Kennet Valley",0,0,0,0,0,0]
[5,83,117,"YKY - Grid",0,0,0,0,26,"ANH - West Lincolnshire",0,0,0,0,0,0,0,0,0,0,0,0,0,0,0,0,0,0,0,0,null,5,"TMS - London",0,0,0,0,0,0]
[5,84,117,"YKY - Grid",0,0,0,0,38,"NNE - Kielder",0,0,0,0,0,0,0,0,0,0,0,0,0,0,0,0,0,0,0,0,null,5,"TMS - Slough Wycombe Aylesbury",0,0,0,0,0,0]
[5,85,117,"YKY - Grid",0,0,0,0,87,"UU - Integrated",0,0,0,0,0,0,0,0,0,0,0,0,0,0,0,0,0,0,0,0,null,5,"TMS - SWOX",0,0,0,0,0,0]
[5,86,74,"SVT - Strategic Grid",0,0,0,0,22,"ANH - Ruthamford North",0,0,0,0,0,0,0,0,0,0,0,0,0,0,0,0,0,0,0,0,null,5,"UU - Carlisle",0,0,0,0,0,0]
[5,87,74,"SVT - Strategic Grid",0,0,0,0,10,"ANH - Central Lincolnshire",0,0,0,0,0,0,0,0,0,0,0,0,0,0,0,0,0,0,0,0,null,5,"UU - Integrated",0,0,0,0,0,0]
[5,88,74,"SVT - Strategic Grid",0,0,0,0,68,"SVT - North Staffs",0,0,0,0,0,0,0,0,0,0,0,0,0,0,0,0,0,0,0,0,null,5,"UU - North Eden",0,0,0,0,0,0]
[5,89,74,"SVT - Strategic Grid",0,0,0,0,70,"SVT - Rutland",0,0,0,0,0,0,0,0,0,0,0,0,0,0,0,0,0,0,0,0,null,5,"UU - West Cumbria",0,0,0,0,0,0]
[5,90,74,"SVT - Strategic Grid",0,0,0,0,63,"SVT - Forest and Stroud",0,0,0,0,0,0,0,0,0,0,0,0,0,0,0,0,0,0,0,0,null,5,"VWP - Tidworth",0,0,0,0,0,0]
[5,91,74,"SVT - Strategic Grid",0,0,0,0,87,"UU - Integrated",0,0,0,0,0,0,0,0,0,0,0,0,0,0,0,0,0,0,0,0,null,5,"WSH - Alwen /Dee",0,0,0,0,0,0]
[5,92,74,"SVT - Strategic Grid",0,0,0,0,108,"WSH - Ross-on-Wye",0,0,0,0,0,0,0,0,0,0,0,0,0,0,0,0,0,0,0,0,null,5,"WSH - Bala",0,0,0,0,0,0]
[5,93,0,0,0,0,0,0,0,0,0,0,0,0,0,0,0,0,0,0,0,0,0,0,0,0,0,0,0,0,null,5,"WSH - Barmouth",0,0,0,0,0,0]
[5,94,0,0,0,0,0,0,0,0,0,0,0,0,0,0,0,0,0,0,0,0,0,0,0,0,0,0,0,0,null,5,"WSH - Blaenau Ffestiniog",0,0,0,0,0,0]
[5,95,0,0,0,0,0,0,0,0,0,0,0,0,0,0,0,0,0,0,0,0,0,0,0,0,0,0,0,0,null,5,"WSH - Brecon / Portis",0,0,0,0,0,0]
[5,96,0,0,0,0,0,0,0,0,0,0,0,0,0,0,0,0,0,0,0,0,0,0,0,0,0,0,0,0,null,5,"WSH - Clwyd Coastal",0,0,0,0,0,0]
[5,97,0,0,0,0,0,0,0,0,0,0,0,0,0,0,0,0,0,0,0,0,0,0,0,0,0,0,0,0,null,5,"WSH - Dyffryn Conwy",0,0,0,0,0,0]
[5,98,0,0,0,0,0,0,0,0,0,0,0,0,0,0,0,0,0,0,0,0,0,0,0,0,0,0,0,0,null,5,"WSH - Elan/Builth Wells",0,0,0,0,0,0]
[5,99,0,0,0,0,0,0,0,0,0,0,0,0,0,0,0,0,0,0,0,0,0,0,0,0,0,0,0,0,null,5,"WSH - Hereford C.U. System",0,0,0,0,0,0]
[5,100,0,0,0,0,0,0,0,0,0,0,0,0,0,0,0,0,0,0,0,0,0,0,0,0,0,0,0,0,null,5,"WSH - Lleyn / Harlech",0,0,0,0,0,0]
[5,101,0,0,0,0,0,0,0,0,0,0,0,0,0,0,0,0,0,0,0,0,0,0,0,0,0,0,0,0,null,5,"WSH - Llyswen",0,0,0,0,0,0]
[5,102,0,0,0,0,0,0,0,0,0,0,0,0,0,0,0,0,0,0,0,0,0,0,0,0,0,0,0,0,null,5,"WSH - Mid & South Ceredigion",0,0,0,0,0,0]
[5,103,0,0,0,0,0,0,0,0,0,0,0,0,0,0,0,0,0,0,0,0,0,0,0,0,0,0,0,0,null,5,"WSH - Monmouth",0,0,0,0,0,0]
[5,104,0,0,0,0,0,0,0,0,0,0,0,0,0,0,0,0,0,0,0,0,0,0,0,0,0,0,0,0,null,5,"WSH - North Ceredigion",0,0,0,0,0,0]
[5,105,0,0,0,0,0,0,0,0,0,0,0,0,0,0,0,0,0,0,0,0,0,0,0,0,0,0,0,0,null,5,"WSH - North Eryri / Ynys Mon",0,0,0,0,0,0]
[5,106,0,0,0,0,0,0,0,0,0,0,0,0,0,0,0,0,0,0,0,0,0,0,0,0,0,0,0,0,null,5,"WSH - Pembrokeshire",0,0,0,0,0,0]
[5,107,0,0,0,0,0,0,0,0,0,0,0,0,0,0,0,0,0,0,0,0,0,0,0,0,0,0,0,0,null,5,"WSH - Pilleth",0,0,0,0,0,0]
[5,108,0,0,0,0,0,0,0,0,0,0,0,0,0,0,0,0,0,0,0,0,0,0,0,0,0,0,0,0,null,5,"WSH - Ross-on-Wye",0,0,0,0,0,0]
[5,109,0,0,0,0,0,0,0,0,0,0,0,0,0,0,0,0,0,0,0,0,0,0,0,0,0,0,0,0,null,5,"WSH - SE Wales C.U. System",0,0,0,0,0,0]
[5,110,0,0,0,0,0,0,0,0,0,0,0,0,0,0,0,0,0,0,0,0,0,0,0,0,0,0,0,0,null,5,"WSH - South Meirionydd",0,0,0,0,0,0]
[5,111,0,0,0,0,0,0,0,0,0,0,0,0,0,0,0,0,0,0,0,0,0,0,0,0,0,0,0,0,null,5,"WSH - Tywi C.U. System",0,0,0,0,0,0]
[5,112,0,0,0,0,0,0,0,0,0,0,0,0,0,0,0,0,0,0,0,0,0,0,0,0,0,0,0,0,null,5,"WSH - Tywyn / Aberdyfi",0,0,0,0,0,0]
[5,113,0,0,0,0,0,0,0,0,0,0,0,0,0,0,0,0,0,0,0,0,0,0,0,0,0,0,0,0,null,5,"WSH - Vowchurch",0,0,0,0,0,0]
[5,114,0,0,0,0,0,0,0,0,0,0,0,0,0,0,0,0,0,0,0,0,0,0,0,0,0,0,0,0,null,5,"WSH - Whitbourne",0,0,0,0,0,0]
[5,115,0,0,0,0,0,0,0,0,0,0,0,0,0,0,0,0,0,0,0,0,0,0,0,0,0,0,0,0,null,5,"WSX - Companywide (WW)",0,0,0,0,0,0]
[5,116,0,0,0,0,0,0,0,0,0,0,0,0,0,0,0,0,0,0,0,0,0,0,0,0,0,0,0,0,null,5,"YKY - East SWZ",0,0,0,0,0,0]
[5,117,0,0,0,0,0,0,0,0,0,0,0,0,0,0,0,0,0,0,0,0,0,0,0,0,0,0,0,0,null,5,"YKY - Grid",0,0,0,0,0,0]
[5,118,0,0,0,0,0,0,0,0,0,0,0,0,0,0,0,0,0,0,0,0,0,0,0,0,0,0,0,0]
[5,119,0,0,0,0,0,0,0,0,0,0,0,0,0,0,0,0,0,0,0,0,0,0,0,0,0,0,0,0]
[5,120,0,0,0,0,0,0,0,0,0,0,0,0,0,0,0,0,0,0,0,0,0,0,0,0,0,0,0,0]
[5,121,0,0,0,0,0,0,0,0,0,0,0,0,0,0,0,0,0,0,0,0,0,0,0,0,0,0,0,0]
[5,122,0,0,0,0,0,0,0,0,0,0,0,0,0,0,0,0,0,0,0,0,0,0,0,0,0,0,0,0]
[5,123,0,0,0,0,0,0,0,0,0,0,0,0,0,0,0,0,0,0,0,0,0,0,0,0,0,0,0,0]
[5,124,0,0,0,0,0,0,0,0,0,0,0,0,0,0,0,0,0,0,0,0,0,0,0,0,0,0,0,0]
[5,125,0,0,0,0,0,0,0,0,0,0,0,0,0,0,0,0,0,0,0,0,0,0,0,0,0,0,0,0]
[5,126,0,0,0,0,0,0,0,0,0,0,0,0,0,0,0,0,0,0,0,0,0,0,0,0,0,0,0,0]
[5,127,0,0,0,0,0,0,0,0,0,0,0,0,0,0,0,0,0,0,0,0,0,0,0,0,0,0,0,0]
[5,128,0,0,0,0,0,0,0,0,0,0,0,0,0,0,0,0,0,0,0,0,0,0,0,0,0,0,0,0]
[5,129,0,0,0,0,0,0,0,0,0,0,0,0,0,0,0,0,0,0,0,0,0,0,0,0,0,0,0,0]
[5,130,0,0,0,0,0,0,0,0,0,0,0,0,0,0,0,0,0,0,0,0,0,0,0,0,0,0,0,0]
[5,131,0,0,0,0,0,0,0,0,0,0,0,0,0,0,0,0,0,0,0,0,0,0,0,0,0,0,0,0]
[5,132,0,0,0,0,0,0,0,0,0,0,0,0,0,0,0,0,0,0,0,0,0,0,0,0,0,0,0,0]
[5,133,0,0,0,0,0,0,0,0,0,0,0,0,0,0,0,0,0,0,0,0,0,0,0,0,0,0,0,0]
[5,134,0,0,0,0,0,0,0,0,0,0,0,0,0,0,0,0,0,0,0,0,0,0,0,0,0,0,0,0]
[5,135,0,0,0,0,0,0,0,0,0,0,0,0,0,0,0,0,0,0,0,0,0,0,0,0,0,0,0,0]
[5,136,0,0,0,0,0,0,0,0,0,0,0,0,0,0,0,0,0,0,0,0,0,0,0,0,0,0,0,0]
[5,137,0,0,0,0,0,0,0,0,0,0,0,0,0,0,0,0,0,0,0,0,0,0,0,0,0,0,0,0]
[5,138,0,0,0,0,0,0,0,0,0,0,0,0,0,0,0,0,0,0,0,0,0,0,0,0,0,0,0,0]
[5,139,0,0,0,0,0,0,0,0,0,0,0,0,0,0,0,0,0,0,0,0,0,0,0,0,0,0,0,0]
[5,140,0,0,0,0,0,0,0,0,0,0,0,0,0,0,0,0,0,0,0,0,0,0,0,0,0,0,0,0]
[5,141,0,0,0,0,0,0,0,0,0,0,0,0,0,0,0,0,0,0,0,0,0,0,0,0,0,0,0,0]
[5,142,0,0,0,0,0,0,0,0,0,0,0,0,0,0,0,0,0,0,0,0,0,0,0,0,0,0,0,0]
[5,143,0,0,0,0,0,0,0,0,0,0,0,0,0,0,0,0,0,0,0,0,0,0,0,0,0,0,0,0]
[5,144,0,0,0,0,0,0,0,0,0,0,0,0,0,0,0,0,0,0,0,0,0,0,0,0,0,0,0,0]
[5,145,0,0,0,0,0,0,0,0,0,0,0,0,0,0,0,0,0,0,0,0,0,0,0,0,0,0,0,0]
[5,146,0,0,0,0,0,0,0,0,0,0,0,0,0,0,0,0,0,0,0,0,0,0,0,0,0,0,0,0]
[5,147,0,0,0,0,0,0,0,0,0,0,0,0,0,0,0,0,0,0,0,0,0,0,0,0,0,0,0,0]
[5,148,0,0,0,0,0,0,0,0,0,0,0,0,0,0,0,0,0,0,0,0,0,0,0,0,0,0,0,0]
[5,149,0,0,0,0,0,0,0,0,0,0,0,0,0,0,0,0,0,0,0,0,0,0,0,0,0,0,0,0]
[5,150,0,0,0,0,0,0,0,0,0,0,0,0,0,0,0,0,0,0,0,0,0,0,0,0,0,0,0,0]
[5,151,0,0,0,0,0,0,0,0,0,0,0,0,0,0,0,0,0,0,0,0,0,0,0,0,0,0,0,0]
[5,152,0,0,0,0,0,0,0,0,0,0,0,0,0,0,0,0,0,0,0,0,0,0,0,0,0,0,0,0]
[5,153,0,0,0,0,0,0,0,0,0,0,0,0,0,0,0,0,0,0,0,0,0,0,0,0,0,0,0,0]
[5,154,0,0,0,0,0,0,0,0,0,0,0,0,0,0,0,0,0,0,0,0,0,0,0,0,0,0,0,0]
[]
[6,1,69,"SVT - Nottinghamshire",0,0,0,0,67,"SVT - Newark",0,0,0,0,0,0,0,0,0,0,0,0,0,0,0,0,0,0,0,0,null,6,"AFW - 1 Misbourne",0,0,0,0,0,0]
[6,2,69,"SVT - Nottinghamshire",0,0,0,0,26,"ANH - West Lincolnshire",0,0,0,0,0,0,0,0,0,0,0,0,0,0,0,0,0,0,0,0,null,6,"AFW - 2 Colne",0,0,0,0,0,0]
[6,3,69,"SVT - Nottinghamshire",0,0,0,0,10,"ANH - Central Lincolnshire",0,0,0,0,0,0,0,0,0,0,0,0,0,0,0,0,0,0,0,0,null,6,"AFW - 3 Lee",0,0,0,0,0,0]
[6,4,28,"BRL - Bristol",0,0,0,0,63,"SVT - Forest and Stroud",0,0,0,0,0,0,0,0,0,0,0,0,0,0,0,0,0,0,0,0,null,6,"AFW - 4 Pinn",0,0,0,0,0,0]
[6,5,28,"BRL - Bristol",0,0,0,0,103,"WSH - Monmouth",0,0,0,0,0,0,0,0,0,0,0,0,0,0,0,0,0,0,0,0,null,6,"AFW - 5 Stort",0,0,0,0,0,0]
[6,6,46,"SEW - 4",0,0,0,0,1,"AFW - 1 Misbourne",0,0,0,0,0,0,0,0,0,0,0,0,0,0,0,0,0,0,0,0,null,6,"AFW - 6 Wey",0,0,0,0,0,0]
[6,7,46,"SEW - 4",0,0,0,0,84,"TMS - Slough Wycombe Aylesbury",0,0,0,0,0,0,0,0,0,0,0,0,0,0,0,0,0,0,0,0,null,6,"AFW - 7 Dour",0,0,0,0,0,0]
[6,8,46,"SEW - 4",0,0,0,0,47,"SEW - 5",0,0,0,0,0,0,0,0,0,0,0,0,0,0,0,0,0,0,0,0,null,6,"AFW - 8 Brett",0,0,0,0,0,0]
[6,9,46,"SEW - 4",0,0,0,0,80,"TMS - Guildford",0,0,0,0,0,0,0,0,0,0,0,0,0,0,0,0,0,0,0,0,null,6,"ANH - Central Essex",0,0,0,0,0,0]
[6,10,46,"SEW - 4",0,0,0,0,51,"SRN - Hants Andover",0,0,0,0,0,0,0,0,0,0,0,0,0,0,0,0,0,0,0,0,null,6,"ANH - Central Lincolnshire",0,0,0,0,0,0]
[6,11,46,"SEW - 4",0,0,0,0,52,"SRN - Hants Kingsclere",0,0,0,0,0,0,0,0,0,0,0,0,0,0,0,0,0,0,0,0,null,6,"ANH - CHEVELEY",0,0,0,0,0,0]
[6,12,46,"SEW - 4",0,0,0,0,82,"TMS - Kennet Valley",0,0,0,0,0,0,0,0,0,0,0,0,0,0,0,0,0,0,0,0,null,6,"ANH - East Lincolnshire",0,0,0,0,0,0]
[6,13,46,"SEW - 4",0,0,0,0,81,"TMS - Henley",0,0,0,0,0,0,0,0,0,0,0,0,0,0,0,0,0,0,0,0,null,6,"ANH - East Suffolk",0,0,0,0,0,0]
[6,14,45,"SEW - 3",0,0,0,0,58,"SRN - Sussex Hastings",0,0,0,0,0,0,0,0,0,0,0,0,0,0,0,0,0,0,0,0,null,6,"ANH - ELY",0,0,0,0,0,0]
[6,15,44,"SEW - 2",0,0,0,0,58,"SRN - Sussex Hastings",0,0,0,0,0,0,0,0,0,0,0,0,0,0,0,0,0,0,0,0,null,6,"ANH - Fenland",0,0,0,0,0,0]
[6,16,44,"SEW - 2",0,0,0,0,41,"SES - East Surrey",0,0,0,0,0,0,0,0,0,0,0,0,0,0,0,0,0,0,0,0,null,6,"ANH - Hartlepool",0,0,0,0,0,0]
[6,17,57,"SRN - Sussex Brighton",0,0,0,0,41,"SES - East Surrey",0,0,0,0,0,0,0,0,0,0,0,0,0,0,0,0,0,0,0,0,null,6,"ANH - Hunstanton",0,0,0,0,0,0]
[6,18,57,"SRN - Sussex Brighton",0,0,0,0,80,"TMS - Guildford",0,0,0,0,0,0,0,0,0,0,0,0,0,0,0,0,0,0,0,0,null,6,"ANH - NEWMARKET",0,0,0,0,0,0]
[6,19,59,"SRN - Sussex North",0,0,0,0,41,"SES - East Surrey",0,0,0,0,0,0,0,0,0,0,0,0,0,0,0,0,0,0,0,0,null,6,"ANH - Norfolk Rural",0,0,0,0,0,0]
[6,20,59,"SRN - Sussex North",0,0,0,0,47,"SEW - 5",0,0,0,0,0,0,0,0,0,0,0,0,0,0,0,0,0,0,0,0,null,6,"ANH - North Norfolk Coast",0,0,0,0,0,0]
[6,21,59,"SRN - Sussex North",0,0,0,0,80,"TMS - Guildford",0,0,0,0,0,0,0,0,0,0,0,0,0,0,0,0,0,0,0,0,null,6,"ANH - Norwich and the Broads",0,0,0,0,0,0]
[6,22,59,"SRN - Sussex North",0,0,0,0,39,"PRT - Companywide (portsmouth)",0,0,0,0,0,0,0,0,0,0,0,0,0,0,0,0,0,0,0,0,null,6,"ANH - Ruthamford North",0,0,0,0,0,0]
[6,23,53,"SRN - Hants South",0,0,0,0,47,"SEW - 5",0,0,0,0,0,0,0,0,0,0,0,0,0,0,0,0,0,0,0,0,null,6,"ANH - Ruthamford South",0,0,0,0,0,0]
[6,24,53,"SRN - Hants South",0,0,0,0,40,"SBW - Companywide (SBW)",0,0,0,0,0,0,0,0,0,0,0,0,0,0,0,0,0,0,0,0,null,6,"ANH - South Essex",0,0,0,0,0,0]
[6,25,53,"SRN - Hants South",0,0,0,0,51,"SRN - Hants Andover",0,0,0,0,0,0,0,0,0,0,0,0,0,0,0,0,0,0,0,0,null,6,"ANH - SUDBURY",0,0,0,0,0,0]
[6,26,53,"SRN - Hants South",0,0,0,0,52,"SRN - Hants Kingsclere",0,0,0,0,0,0,0,0,0,0,0,0,0,0,0,0,0,0,0,0,null,6,"ANH - West Lincolnshire",0,0,0,0,0,0]
[6,27,53,"SRN - Hants South",0,0,0,0,30,"CHL - Cholderton & District",0,0,0,0,0,0,0,0,0,0,0,0,0,0,0,0,0,0,0,0,null,6,"ANH - WEST SUFFOLK",0,0,0,0,0,0]
[6,28,53,"SRN - Hants South",0,0,0,0,39,"PRT - Companywide (portsmouth)",0,0,0,0,0,0,0,0,0,0,0,0,0,0,0,0,0,0,0,0,null,6,"BRL - Bristol",0,0,0,0,0,0]
[6,29,55,"SRN - Kent Medway",0,0,0,0,34,"ESK - Essex",0,0,0,0,0,0,0,0,0,0,0,0,0,0,0,0,0,0,0,0,null,6,"CAM - Cambridge",0,0,0,0,0,0]
[6,30,60,"SRN - Sussex Worthing",0,0,0,0,41,"SES - East Surrey",0,0,0,0,0,0,0,0,0,0,0,0,0,0,0,0,0,0,0,0,null,6,"CHL - Cholderton & District",0,0,0,0,0,0]
[6,31,60,"SRN - Sussex Worthing",0,0,0,0,47,"SEW - 5",0,0,0,0,0,0,0,0,0,0,0,0,0,0,0,0,0,0,0,0,null,6,"DVW - Chester",0,0,0,0,0,0]
[6,32,60,"SRN - Sussex Worthing",0,0,0,0,80,"TMS - Guildford",0,0,0,0,0,0,0,0,0,0,0,0,0,0,0,0,0,0,0,0,null,6,"DVW - Wrexham",0,0,0,0,0,0]
[6,33,60,"SRN - Sussex Worthing",0,0,0,0,39,"PRT - Companywide (portsmouth)",0,0,0,0,0,0,0,0,0,0,0,0,0,0,0,0,0,0,0,0,null,6,"ESK - Blyth",0,0,0,0,0,0]
[6,34,83,"TMS - London",0,0,0,0,34,"ESK - Essex",0,0,0,0,0,0,0,0,0,0,0,0,0,0,0,0,0,0,0,0,null,6,"ESK - Essex",0,0,0,0,0,0]
[6,35,83,"TMS - London",0,0,0,0,2,"AFW - 2 Colne",0,0,0,0,0,0,0,0,0,0,0,0,0,0,0,0,0,0,0,0,null,6,"ESK - Hartismere",0,0,0,0,0,0]
[6,36,83,"TMS - London",0,0,0,0,1,"AFW - 1 Misbourne",0,0,0,0,0,0,0,0,0,0,0,0,0,0,0,0,0,0,0,0,null,6,"ESK - Northern & Central",0,0,0,0,0,0]
[6,37,83,"TMS - London",0,0,0,0,41,"SES - East Surrey",0,0,0,0,0,0,0,0,0,0,0,0,0,0,0,0,0,0,0,0,null,6,"NNE - Berwick-Fowberry",0,0,0,0,0,0]
[6,38,49,"SEW - 7",0,0,0,0,58,"SRN - Sussex Hastings",0,0,0,0,0,0,0,0,0,0,0,0,0,0,0,0,0,0,0,0,null,6,"NNE - Kielder",0,0,0,0,0,0]
[6,39,50,"SEW - 8",0,0,0,0,58,"SRN - Sussex Hastings",0,0,0,0,0,0,0,0,0,0,0,0,0,0,0,0,0,0,0,0,null,6,"PRT - Companywide (portsmouth)",0,0,0,0,0,0]
[6,40,48,"SEW - 6",0,0,0,0,34,"ESK - Essex",0,0,0,0,0,0,0,0,0,0,0,0,0,0,0,0,0,0,0,0,null,6,"SBW - Companywide (SBW)",0,0,0,0,0,0]
[6,41,48,"SEW - 6",0,0,0,0,58,"SRN - Sussex Hastings",0,0,0,0,0,0,0,0,0,0,0,0,0,0,0,0,0,0,0,0,null,6,"SES - East Surrey",0,0,0,0,0,0]
[6,42,48,"SEW - 6",0,0,0,0,41,"SES - East Surrey",0,0,0,0,0,0,0,0,0,0,0,0,0,0,0,0,0,0,0,0,null,6,"SES - Sutton",0,0,0,0,0,0]
[6,43,4,"AFW - 4 Pinn",0,0,0,0,2,"AFW - 2 Colne",0,0,0,0,0,0,0,0,0,0,0,0,0,0,0,0,0,0,0,0,null,6,"SEW - 1",0,0,0,0,0,0]
[6,44,4,"AFW - 4 Pinn",0,0,0,0,1,"AFW - 1 Misbourne",0,0,0,0,0,0,0,0,0,0,0,0,0,0,0,0,0,0,0,0,null,6,"SEW - 2",0,0,0,0,0,0]
[6,45,4,"AFW - 4 Pinn",0,0,0,0,84,"TMS - Slough Wycombe Aylesbury",0,0,0,0,0,0,0,0,0,0,0,0,0,0,0,0,0,0,0,0,null,6,"SEW - 3",0,0,0,0,0,0]
[6,46,4,"AFW - 4 Pinn",0,0,0,0,41,"SES - East Surrey",0,0,0,0,0,0,0,0,0,0,0,0,0,0,0,0,0,0,0,0,null,6,"SEW - 4",0,0,0,0,0,0]
[6,47,4,"AFW - 4 Pinn",0,0,0,0,80,"TMS - Guildford",0,0,0,0,0,0,0,0,0,0,0,0,0,0,0,0,0,0,0,0,null,6,"SEW - 5",0,0,0,0,0,0]
[6,48,4,"AFW - 4 Pinn",0,0,0,0,81,"TMS - Henley",0,0,0,0,0,0,0,0,0,0,0,0,0,0,0,0,0,0,0,0,null,6,"SEW - 6",0,0,0,0,0,0]
[6,49,6,"AFW - 6 Wey",0,0,0,0,2,"AFW - 2 Colne",0,0,0,0,0,0,0,0,0,0,0,0,0,0,0,0,0,0,0,0,null,6,"SEW - 7",0,0,0,0,0,0]
[6,50,6,"AFW - 6 Wey",0,0,0,0,1,"AFW - 1 Misbourne",0,0,0,0,0,0,0,0,0,0,0,0,0,0,0,0,0,0,0,0,null,6,"SEW - 8",0,0,0,0,0,0]
[6,51,6,"AFW - 6 Wey",0,0,0,0,84,"TMS - Slough Wycombe Aylesbury",0,0,0,0,0,0,0,0,0,0,0,0,0,0,0,0,0,0,0,0,null,6,"SRN - Hants Andover",0,0,0,0,0,0]
[6,52,6,"AFW - 6 Wey",0,0,0,0,41,"SES - East Surrey",0,0,0,0,0,0,0,0,0,0,0,0,0,0,0,0,0,0,0,0,null,6,"SRN - Hants Kingsclere",0,0,0,0,0,0]
[6,53,6,"AFW - 6 Wey",0,0,0,0,47,"SEW - 5",0,0,0,0,0,0,0,0,0,0,0,0,0,0,0,0,0,0,0,0,null,6,"SRN - Hants South",0,0,0,0,0,0]
[6,54,6,"AFW - 6 Wey",0,0,0,0,80,"TMS - Guildford",0,0,0,0,0,0,0,0,0,0,0,0,0,0,0,0,0,0,0,0,null,6,"SRN - Isle of Wight",0,0,0,0,0,0]
[6,55,6,"AFW - 6 Wey",0,0,0,0,82,"TMS - Kennet Valley",0,0,0,0,0,0,0,0,0,0,0,0,0,0,0,0,0,0,0,0,null,6,"SRN - Kent Medway",0,0,0,0,0,0]
[6,56,6,"AFW - 6 Wey",0,0,0,0,81,"TMS - Henley",0,0,0,0,0,0,0,0,0,0,0,0,0,0,0,0,0,0,0,0,null,6,"SRN - Kent Thannet",0,0,0,0,0,0]
[6,57,21,"ANH - Norwich and the Broads",0,0,0,0,36,"ESK - Northern & Central",0,0,0,0,0,0,0,0,0,0,0,0,0,0,0,0,0,0,0,0,null,6,"SRN - Sussex Brighton",0,0,0,0,0,0]
[6,58,21,"ANH - Norwich and the Broads",0,0,0,0,19,"ANH - Norfolk Rural",0,0,0,0,0,0,0,0,0,0,0,0,0,0,0,0,0,0,0,0,null,6,"SRN - Sussex Hastings",0,0,0,0,0,0]
[6,59,21,"ANH - Norwich and the Broads",0,0,0,0,20,"ANH - North Norfolk Coast",0,0,0,0,0,0,0,0,0,0,0,0,0,0,0,0,0,0,0,0,null,6,"SRN - Sussex North",0,0,0,0,0,0]
[6,60,21,"ANH - Norwich and the Broads",0,0,0,0,33,"ESK - Blyth",0,0,0,0,0,0,0,0,0,0,0,0,0,0,0,0,0,0,0,0,null,6,"SRN - Sussex Worthing",0,0,0,0,0,0]
[6,61,21,"ANH - Norwich and the Broads",0,0,0,0,35,"ESK - Hartismere",0,0,0,0,0,0,0,0,0,0,0,0,0,0,0,0,0,0,0,0,null,6,"SSC - South Staffordshire",0,0,0,0,0,0]
[6,62,3,"AFW - 3 Lee",0,0,0,0,29,"CAM - Cambridge",0,0,0,0,0,0,0,0,0,0,0,0,0,0,0,0,0,0,0,0,null,6,"SVT - Bishops Castle",0,0,0,0,0,0]
[6,63,3,"AFW - 3 Lee",0,0,0,0,2,"AFW - 2 Colne",0,0,0,0,0,0,0,0,0,0,0,0,0,0,0,0,0,0,0,0,null,6,"SVT - Forest and Stroud",0,0,0,0,0,0]
[6,64,3,"AFW - 3 Lee",0,0,0,0,1,"AFW - 1 Misbourne",0,0,0,0,0,0,0,0,0,0,0,0,0,0,0,0,0,0,0,0,null,6,"SVT - Kinsall",0,0,0,0,0,0]
[6,65,3,"AFW - 3 Lee",0,0,0,0,84,"TMS - Slough Wycombe Aylesbury",0,0,0,0,0,0,0,0,0,0,0,0,0,0,0,0,0,0,0,0,null,6,"SVT - Llandinam and Llanwrin",0,0,0,0,0,0]
[6,66,74,"SVT - Strategic Grid",0,0,0,0,75,"SVT - Whitchurch and Wem",0,0,0,0,0,0,0,0,0,0,0,0,0,0,0,0,0,0,0,0,null,6,"SVT - Mardy",0,0,0,0,0,0]
[6,67,74,"SVT - Strategic Grid",0,0,0,0,73,"SVT - Stafford",0,0,0,0,0,0,0,0,0,0,0,0,0,0,0,0,0,0,0,0,null,6,"SVT - Newark",0,0,0,0,0,0]
[6,68,74,"SVT - Strategic Grid",0,0,0,0,64,"SVT - Kinsall",0,0,0,0,0,0,0,0,0,0,0,0,0,0,0,0,0,0,0,0,null,6,"SVT - North Staffs",0,0,0,0,0,0]
[6,69,74,"SVT - Strategic Grid",0,0,0,0,72,"SVT - Shelton",0,0,0,0,0,0,0,0,0,0,0,0,0,0,0,0,0,0,0,0,null,6,"SVT - Nottinghamshire",0,0,0,0,0,0]
[6,70,74,"SVT - Strategic Grid",0,0,0,0,71,"SVT - Ruyton",0,0,0,0,0,0,0,0,0,0,0,0,0,0,0,0,0,0,0,0,null,6,"SVT - Rutland",0,0,0,0,0,0]
[6,71,74,"SVT - Strategic Grid",0,0,0,0,61,"SSC - South Staffordshire",0,0,0,0,0,0,0,0,0,0,0,0,0,0,0,0,0,0,0,0,null,6,"SVT - Ruyton",0,0,0,0,0,0]
[6,72,74,"SVT - Strategic Grid",0,0,0,0,76,"SVT - Wolverhampton",0,0,0,0,0,0,0,0,0,0,0,0,0,0,0,0,0,0,0,0,null,6,"SVT - Shelton",0,0,0,0,0,0]
[6,73,74,"SVT - Strategic Grid",0,0,0,0,62,"SVT - Bishops Castle",0,0,0,0,0,0,0,0,0,0,0,0,0,0,0,0,0,0,0,0,null,6,"SVT - Stafford",0,0,0,0,0,0]
[6,74,74,"SVT - Strategic Grid",0,0,0,0,99,"WSH - Hereford C.U. System",0,0,0,0,0,0,0,0,0,0,0,0,0,0,0,0,0,0,0,0,null,6,"SVT - Strategic Grid",0,0,0,0,0,0]
[6,75,74,"SVT - Strategic Grid",0,0,0,0,107,"WSH - Pilleth",0,0,0,0,0,0,0,0,0,0,0,0,0,0,0,0,0,0,0,0,null,6,"SVT - Whitchurch and Wem",0,0,0,0,0,0]
[6,76,13,"ANH - East Suffolk",0,0,0,0,33,"ESK - Blyth",0,0,0,0,0,0,0,0,0,0,0,0,0,0,0,0,0,0,0,0,null,6,"SVT - Wolverhampton",0,0,0,0,0,0]
[6,77,13,"ANH - East Suffolk",0,0,0,0,8,"AFW - 8 Brett",0,0,0,0,0,0,0,0,0,0,0,0,0,0,0,0,0,0,0,0,null,6,"SWT - Colliford",0,0,0,0,0,0]
[6,78,13,"ANH - East Suffolk",0,0,0,0,35,"ESK - Hartismere",0,0,0,0,0,0,0,0,0,0,0,0,0,0,0,0,0,0,0,0,null,6,"SWT - Roadford",0,0,0,0,0,0]
[6,79,13,"ANH - East Suffolk",0,0,0,0,25,"ANH - SUDBURY",0,0,0,0,0,0,0,0,0,0,0,0,0,0,0,0,0,0,0,0,null,6,"SWT - Wimbleball",0,0,0,0,0,0]
[6,80,28,"BRL - Bristol",0,0,0,0,115,"WSX - Companywide (WW)",0,0,0,0,0,0,0,0,0,0,0,0,0,0,0,0,0,0,0,0,null,6,"TMS - Guildford",0,0,0,0,0,0]
[6,81,53,"SRN - Hants South",0,0,0,0,115,"WSX - Companywide (WW)",0,0,0,0,0,0,0,0,0,0,0,0,0,0,0,0,0,0,0,0,null,6,"TMS - Henley",0,0,0,0,0,0]
[6,82,117,"YKY - Grid",0,0,0,0,116,"YKY - East SWZ",0,0,0,0,0,0,0,0,0,0,0,0,0,0,0,0,0,0,0,0,null,6,"TMS - Kennet Valley",0,0,0,0,0,0]
[6,83,117,"YKY - Grid",0,0,0,0,26,"ANH - West Lincolnshire",0,0,0,0,0,0,0,0,0,0,0,0,0,0,0,0,0,0,0,0,null,6,"TMS - London",0,0,0,0,0,0]
[6,84,117,"YKY - Grid",0,0,0,0,38,"NNE - Kielder",0,0,0,0,0,0,0,0,0,0,0,0,0,0,0,0,0,0,0,0,null,6,"TMS - Slough Wycombe Aylesbury",0,0,0,0,0,0]
[6,85,117,"YKY - Grid",0,0,0,0,87,"UU - Integrated",0,0,0,0,0,0,0,0,0,0,0,0,0,0,0,0,0,0,0,0,null,6,"TMS - SWOX",0,0,0,0,0,0]
[6,86,74,"SVT - Strategic Grid",0,0,0,0,22,"ANH - Ruthamford North",0,0,0,0,0,0,0,0,0,0,0,0,0,0,0,0,0,0,0,0,null,6,"UU - Carlisle",0,0,0,0,0,0]
[6,87,74,"SVT - Strategic Grid",0,0,0,0,10,"ANH - Central Lincolnshire",0,0,0,0,0,0,0,0,0,0,0,0,0,0,0,0,0,0,0,0,null,6,"UU - Integrated",0,0,0,0,0,0]
[6,88,74,"SVT - Strategic Grid",0,0,0,0,68,"SVT - North Staffs",0,0,0,0,0,0,0,0,0,0,0,0,0,0,0,0,0,0,0,0,null,6,"UU - North Eden",0,0,0,0,0,0]
[6,89,74,"SVT - Strategic Grid",0,0,0,0,70,"SVT - Rutland",0,0,0,0,0,0,0,0,0,0,0,0,0,0,0,0,0,0,0,0,null,6,"UU - West Cumbria",0,0,0,0,0,0]
[6,90,74,"SVT - Strategic Grid",0,0,0,0,63,"SVT - Forest and Stroud",0,0,0,0,0,0,0,0,0,0,0,0,0,0,0,0,0,0,0,0,null,6,"VWP - Tidworth",0,0,0,0,0,0]
[6,91,74,"SVT - Strategic Grid",0,0,0,0,87,"UU - Integrated",0,0,0,0,0,0,0,0,0,0,0,0,0,0,0,0,0,0,0,0,null,6,"WSH - Alwen /Dee",0,0,0,0,0,0]
[6,92,74,"SVT - Strategic Grid",0,0,0,0,108,"WSH - Ross-on-Wye",0,0,0,0,0,0,0,0,0,0,0,0,0,0,0,0,0,0,0,0,null,6,"WSH - Bala",0,0,0,0,0,0]
[6,93,0,0,0,0,0,0,0,0,0,0,0,0,0,0,0,0,0,0,0,0,0,0,0,0,0,0,0,0,null,6,"WSH - Barmouth",0,0,0,0,0,0]
[6,94,0,0,0,0,0,0,0,0,0,0,0,0,0,0,0,0,0,0,0,0,0,0,0,0,0,0,0,0,null,6,"WSH - Blaenau Ffestiniog",0,0,0,0,0,0]
[6,95,0,0,0,0,0,0,0,0,0,0,0,0,0,0,0,0,0,0,0,0,0,0,0,0,0,0,0,0,null,6,"WSH - Brecon / Portis",0,0,0,0,0,0]
[6,96,0,0,0,0,0,0,0,0,0,0,0,0,0,0,0,0,0,0,0,0,0,0,0,0,0,0,0,0,null,6,"WSH - Clwyd Coastal",0,0,0,0,0,0]
[6,97,0,0,0,0,0,0,0,0,0,0,0,0,0,0,0,0,0,0,0,0,0,0,0,0,0,0,0,0,null,6,"WSH - Dyffryn Conwy",0,0,0,0,0,0]
[6,98,0,0,0,0,0,0,0,0,0,0,0,0,0,0,0,0,0,0,0,0,0,0,0,0,0,0,0,0,null,6,"WSH - Elan/Builth Wells",0,0,0,0,0,0]
[6,99,0,0,0,0,0,0,0,0,0,0,0,0,0,0,0,0,0,0,0,0,0,0,0,0,0,0,0,0,null,6,"WSH - Hereford C.U. System",0,0,0,0,0,0]
[6,100,0,0,0,0,0,0,0,0,0,0,0,0,0,0,0,0,0,0,0,0,0,0,0,0,0,0,0,0,null,6,"WSH - Lleyn / Harlech",0,0,0,0,0,0]
[6,101,0,0,0,0,0,0,0,0,0,0,0,0,0,0,0,0,0,0,0,0,0,0,0,0,0,0,0,0,null,6,"WSH - Llyswen",0,0,0,0,0,0]
[6,102,0,0,0,0,0,0,0,0,0,0,0,0,0,0,0,0,0,0,0,0,0,0,0,0,0,0,0,0,null,6,"WSH - Mid & South Ceredigion",0,0,0,0,0,0]
[6,103,0,0,0,0,0,0,0,0,0,0,0,0,0,0,0,0,0,0,0,0,0,0,0,0,0,0,0,0,null,6,"WSH - Monmouth",0,0,0,0,0,0]
[6,104,0,0,0,0,0,0,0,0,0,0,0,0,0,0,0,0,0,0,0,0,0,0,0,0,0,0,0,0,null,6,"WSH - North Ceredigion",0,0,0,0,0,0]
[6,105,0,0,0,0,0,0,0,0,0,0,0,0,0,0,0,0,0,0,0,0,0,0,0,0,0,0,0,0,null,6,"WSH - North Eryri / Ynys Mon",0,0,0,0,0,0]
[6,106,0,0,0,0,0,0,0,0,0,0,0,0,0,0,0,0,0,0,0,0,0,0,0,0,0,0,0,0,null,6,"WSH - Pembrokeshire",0,0,0,0,0,0]
[6,107,0,0,0,0,0,0,0,0,0,0,0,0,0,0,0,0,0,0,0,0,0,0,0,0,0,0,0,0,null,6,"WSH - Pilleth",0,0,0,0,0,0]
[6,108,0,0,0,0,0,0,0,0,0,0,0,0,0,0,0,0,0,0,0,0,0,0,0,0,0,0,0,0,null,6,"WSH - Ross-on-Wye",0,0,0,0,0,0]
[6,109,0,0,0,0,0,0,0,0,0,0,0,0,0,0,0,0,0,0,0,0,0,0,0,0,0,0,0,0,null,6,"WSH - SE Wales C.U. System",0,0,0,0,0,0]
[6,110,0,0,0,0,0,0,0,0,0,0,0,0,0,0,0,0,0,0,0,0,0,0,0,0,0,0,0,0,null,6,"WSH - South Meirionydd",0,0,0,0,0,0]
[6,111,0,0,0,0,0,0,0,0,0,0,0,0,0,0,0,0,0,0,0,0,0,0,0,0,0,0,0,0,null,6,"WSH - Tywi C.U. System",0,0,0,0,0,0]
[6,112,0,0,0,0,0,0,0,0,0,0,0,0,0,0,0,0,0,0,0,0,0,0,0,0,0,0,0,0,null,6,"WSH - Tywyn / Aberdyfi",0,0,0,0,0,0]
[6,113,0,0,0,0,0,0,0,0,0,0,0,0,0,0,0,0,0,0,0,0,0,0,0,0,0,0,0,0,null,6,"WSH - Vowchurch",0,0,0,0,0,0]
[6,114,0,0,0,0,0,0,0,0,0,0,0,0,0,0,0,0,0,0,0,0,0,0,0,0,0,0,0,0,null,6,"WSH - Whitbourne",0,0,0,0,0,0]
[6,115,0,0,0,0,0,0,0,0,0,0,0,0,0,0,0,0,0,0,0,0,0,0,0,0,0,0,0,0,null,6,"WSX - Companywide (WW)",0,0,0,0,0,0]
[6,116,0,0,0,0,0,0,0,0,0,0,0,0,0,0,0,0,0,0,0,0,0,0,0,0,0,0,0,0,null,6,"YKY - East SWZ",0,0,0,0,0,0]
[6,117,0,0,0,0,0,0,0,0,0,0,0,0,0,0,0,0,0,0,0,0,0,0,0,0,0,0,0,0,null,6,"YKY - Grid",0,0,0,0,0,0]
[6,118,0,0,0,0,0,0,0,0,0,0,0,0,0,0,0,0,0,0,0,0,0,0,0,0,0,0,0,0]
[6,119,0,0,0,0,0,0,0,0,0,0,0,0,0,0,0,0,0,0,0,0,0,0,0,0,0,0,0,0]
[6,120,0,0,0,0,0,0,0,0,0,0,0,0,0,0,0,0,0,0,0,0,0,0,0,0,0,0,0,0]
[6,121,0,0,0,0,0,0,0,0,0,0,0,0,0,0,0,0,0,0,0,0,0,0,0,0,0,0,0,0]
[6,122,0,0,0,0,0,0,0,0,0,0,0,0,0,0,0,0,0,0,0,0,0,0,0,0,0,0,0,0]
[6,123,0,0,0,0,0,0,0,0,0,0,0,0,0,0,0,0,0,0,0,0,0,0,0,0,0,0,0,0]
[6,124,0,0,0,0,0,0,0,0,0,0,0,0,0,0,0,0,0,0,0,0,0,0,0,0,0,0,0,0]
[6,125,0,0,0,0,0,0,0,0,0,0,0,0,0,0,0,0,0,0,0,0,0,0,0,0,0,0,0,0]
[6,126,0,0,0,0,0,0,0,0,0,0,0,0,0,0,0,0,0,0,0,0,0,0,0,0,0,0,0,0]
[6,127,0,0,0,0,0,0,0,0,0,0,0,0,0,0,0,0,0,0,0,0,0,0,0,0,0,0,0,0]
[6,128,0,0,0,0,0,0,0,0,0,0,0,0,0,0,0,0,0,0,0,0,0,0,0,0,0,0,0,0]
[6,129,0,0,0,0,0,0,0,0,0,0,0,0,0,0,0,0,0,0,0,0,0,0,0,0,0,0,0,0]
[6,130,0,0,0,0,0,0,0,0,0,0,0,0,0,0,0,0,0,0,0,0,0,0,0,0,0,0,0,0]
[6,131,0,0,0,0,0,0,0,0,0,0,0,0,0,0,0,0,0,0,0,0,0,0,0,0,0,0,0,0]
[6,132,0,0,0,0,0,0,0,0,0,0,0,0,0,0,0,0,0,0,0,0,0,0,0,0,0,0,0,0]
[6,133,0,0,0,0,0,0,0,0,0,0,0,0,0,0,0,0,0,0,0,0,0,0,0,0,0,0,0,0]
[6,134,0,0,0,0,0,0,0,0,0,0,0,0,0,0,0,0,0,0,0,0,0,0,0,0,0,0,0,0]
[6,135,0,0,0,0,0,0,0,0,0,0,0,0,0,0,0,0,0,0,0,0,0,0,0,0,0,0,0,0]
[6,136,0,0,0,0,0,0,0,0,0,0,0,0,0,0,0,0,0,0,0,0,0,0,0,0,0,0,0,0]
[6,137,0,0,0,0,0,0,0,0,0,0,0,0,0,0,0,0,0,0,0,0,0,0,0,0,0,0,0,0]
[6,138,0,0,0,0,0,0,0,0,0,0,0,0,0,0,0,0,0,0,0,0,0,0,0,0,0,0,0,0]
[6,139,0,0,0,0,0,0,0,0,0,0,0,0,0,0,0,0,0,0,0,0,0,0,0,0,0,0,0,0]
[6,140,0,0,0,0,0,0,0,0,0,0,0,0,0,0,0,0,0,0,0,0,0,0,0,0,0,0,0,0]
[6,141,0,0,0,0,0,0,0,0,0,0,0,0,0,0,0,0,0,0,0,0,0,0,0,0,0,0,0,0]
[6,142,0,0,0,0,0,0,0,0,0,0,0,0,0,0,0,0,0,0,0,0,0,0,0,0,0,0,0,0]
[6,143,0,0,0,0,0,0,0,0,0,0,0,0,0,0,0,0,0,0,0,0,0,0,0,0,0,0,0,0]
[6,144,0,0,0,0,0,0,0,0,0,0,0,0,0,0,0,0,0,0,0,0,0,0,0,0,0,0,0,0]
[6,145,0,0,0,0,0,0,0,0,0,0,0,0,0,0,0,0,0,0,0,0,0,0,0,0,0,0,0,0]
[6,146,0,0,0,0,0,0,0,0,0,0,0,0,0,0,0,0,0,0,0,0,0,0,0,0,0,0,0,0]
[6,147,0,0,0,0,0,0,0,0,0,0,0,0,0,0,0,0,0,0,0,0,0,0,0,0,0,0,0,0]
[6,148,0,0,0,0,0,0,0,0,0,0,0,0,0,0,0,0,0,0,0,0,0,0,0,0,0,0,0,0]
[6,149,0,0,0,0,0,0,0,0,0,0,0,0,0,0,0,0,0,0,0,0,0,0,0,0,0,0,0,0]
[6,150,0,0,0,0,0,0,0,0,0,0,0,0,0,0,0,0,0,0,0,0,0,0,0,0,0,0,0,0]
[6,151,0,0,0,0,0,0,0,0,0,0,0,0,0,0,0,0,0,0,0,0,0,0,0,0,0,0,0,0]
[6,152,0,0,0,0,0,0,0,0,0,0,0,0,0,0,0,0,0,0,0,0,0,0,0,0,0,0,0,0]
[6,153,0,0,0,0,0,0,0,0,0,0,0,0,0,0,0,0,0,0,0,0,0,0,0,0,0,0,0,0]
[6,154,0,0,0,0,0,0,0,0,0,0,0,0,0,0,0,0,0,0,0,0,0,0,0,0,0,0,0,0]
[]
[7,1,69,"SVT - Nottinghamshire",0,0,0,0,67,"SVT - Newark",0,0,0,0,0,0,0,0,0,0,0,0,0,0,0,0,0,0,0,0,null,7,"AFW - 1 Misbourne",0,0,0,0,0,0]
[7,2,69,"SVT - Nottinghamshire",0,0,0,0,26,"ANH - West Lincolnshire",0,0,0,0,0,0,0,0,0,0,0,0,0,0,0,0,0,0,0,0,null,7,"AFW - 2 Colne",0,0,0,0,0,0]
[7,3,69,"SVT - Nottinghamshire",0,0,0,0,10,"ANH - Central Lincolnshire",0,0,0,0,0,0,0,0,0,0,0,0,0,0,0,0,0,0,0,0,null,7,"AFW - 3 Lee",0,0,0,0,0,0]
[7,4,28,"BRL - Bristol",0,0,0,0,63,"SVT - Forest and Stroud",0,0,0,0,0,0,0,0,0,0,0,0,0,0,0,0,0,0,0,0,null,7,"AFW - 4 Pinn",0,0,0,0,0,0]
[7,5,28,"BRL - Bristol",0,0,0,0,103,"WSH - Monmouth",0,0,0,0,0,0,0,0,0,0,0,0,0,0,0,0,0,0,0,0,null,7,"AFW - 5 Stort",0,0,0,0,0,0]
[7,6,46,"SEW - 4",0,0,0,0,1,"AFW - 1 Misbourne",0,0,0,0,0,0,0,0,0,0,0,0,0,0,0,0,0,0,0,0,null,7,"AFW - 6 Wey",0,0,0,0,0,0]
[7,7,46,"SEW - 4",0,0,0,0,84,"TMS - Slough Wycombe Aylesbury",0,0,0,0,0,0,0,0,0,0,0,0,0,0,0,0,0,0,0,0,null,7,"AFW - 7 Dour",0,0,0,0,0,0]
[7,8,46,"SEW - 4",0,0,0,0,47,"SEW - 5",0,0,0,0,0,0,0,0,0,0,0,0,0,0,0,0,0,0,0,0,null,7,"AFW - 8 Brett",0,0,0,0,0,0]
[7,9,46,"SEW - 4",0,0,0,0,80,"TMS - Guildford",0,0,0,0,0,0,0,0,0,0,0,0,0,0,0,0,0,0,0,0,null,7,"ANH - Central Essex",0,0,0,0,0,0]
[7,10,46,"SEW - 4",0,0,0,0,51,"SRN - Hants Andover",0,0,0,0,0,0,0,0,0,0,0,0,0,0,0,0,0,0,0,0,null,7,"ANH - Central Lincolnshire",0,0,0,0,0,0]
[7,11,46,"SEW - 4",0,0,0,0,52,"SRN - Hants Kingsclere",0,0,0,0,0,0,0,0,0,0,0,0,0,0,0,0,0,0,0,0,null,7,"ANH - CHEVELEY",0,0,0,0,0,0]
[7,12,46,"SEW - 4",0,0,0,0,82,"TMS - Kennet Valley",0,0,0,0,0,0,0,0,0,0,0,0,0,0,0,0,0,0,0,0,null,7,"ANH - East Lincolnshire",0,0,0,0,0,0]
[7,13,46,"SEW - 4",0,0,0,0,81,"TMS - Henley",0,0,0,0,0,0,0,0,0,0,0,0,0,0,0,0,0,0,0,0,null,7,"ANH - East Suffolk",0,0,0,0,0,0]
[7,14,45,"SEW - 3",0,0,0,0,58,"SRN - Sussex Hastings",0,0,0,0,0,0,0,0,0,0,0,0,0,0,0,0,0,0,0,0,null,7,"ANH - ELY",0,0,0,0,0,0]
[7,15,44,"SEW - 2",0,0,0,0,58,"SRN - Sussex Hastings",0,0,0,0,0,0,0,0,0,0,0,0,0,0,0,0,0,0,0,0,null,7,"ANH - Fenland",0,0,0,0,0,0]
[7,16,44,"SEW - 2",0,0,0,0,41,"SES - East Surrey",0,0,0,0,0,0,0,0,0,0,0,0,0,0,0,0,0,0,0,0,null,7,"ANH - Hartlepool",0,0,0,0,0,0]
[7,17,57,"SRN - Sussex Brighton",0,0,0,0,41,"SES - East Surrey",0,0,0,0,0,0,0,0,0,0,0,0,0,0,0,0,0,0,0,0,null,7,"ANH - Hunstanton",0,0,0,0,0,0]
[7,18,57,"SRN - Sussex Brighton",0,0,0,0,80,"TMS - Guildford",0,0,0,0,0,0,0,0,0,0,0,0,0,0,0,0,0,0,0,0,null,7,"ANH - NEWMARKET",0,0,0,0,0,0]
[7,19,59,"SRN - Sussex North",0,0,0,0,41,"SES - East Surrey",0,0,0,0,0,0,0,0,0,0,0,0,0,0,0,0,0,0,0,0,null,7,"ANH - Norfolk Rural",0,0,0,0,0,0]
[7,20,59,"SRN - Sussex North",0,0,0,0,47,"SEW - 5",0,0,0,0,0,0,0,0,0,0,0,0,0,0,0,0,0,0,0,0,null,7,"ANH - North Norfolk Coast",0,0,0,0,0,0]
[7,21,59,"SRN - Sussex North",0,0,0,0,80,"TMS - Guildford",0,0,0,0,0,0,0,0,0,0,0,0,0,0,0,0,0,0,0,0,null,7,"ANH - Norwich and the Broads",0,0,0,0,0,0]
[7,22,59,"SRN - Sussex North",0,0,0,0,39,"PRT - Companywide (portsmouth)",0,0,0,0,0,0,0,0,0,0,0,0,0,0,0,0,0,0,0,0,null,7,"ANH - Ruthamford North",0,0,0,0,0,0]
[7,23,53,"SRN - Hants South",0,0,0,0,47,"SEW - 5",0,0,0,0,0,0,0,0,0,0,0,0,0,0,0,0,0,0,0,0,null,7,"ANH - Ruthamford South",0,0,0,0,0,0]
[7,24,53,"SRN - Hants South",0,0,0,0,40,"SBW - Companywide (SBW)",0,0,0,0,0,0,0,0,0,0,0,0,0,0,0,0,0,0,0,0,null,7,"ANH - South Essex",0,0,0,0,0,0]
[7,25,53,"SRN - Hants South",0,0,0,0,51,"SRN - Hants Andover",0,0,0,0,0,0,0,0,0,0,0,0,0,0,0,0,0,0,0,0,null,7,"ANH - SUDBURY",0,0,0,0,0,0]
[7,26,53,"SRN - Hants South",0,0,0,0,52,"SRN - Hants Kingsclere",0,0,0,0,0,0,0,0,0,0,0,0,0,0,0,0,0,0,0,0,null,7,"ANH - West Lincolnshire",0,0,0,0,0,0]
[7,27,53,"SRN - Hants South",0,0,0,0,30,"CHL - Cholderton & District",0,0,0,0,0,0,0,0,0,0,0,0,0,0,0,0,0,0,0,0,null,7,"ANH - WEST SUFFOLK",0,0,0,0,0,0]
[7,28,53,"SRN - Hants South",0,0,0,0,39,"PRT - Companywide (portsmouth)",0,0,0,0,0,0,0,0,0,0,0,0,0,0,0,0,0,0,0,0,null,7,"BRL - Bristol",0,0,0,0,0,0]
[7,29,55,"SRN - Kent Medway",0,0,0,0,34,"ESK - Essex",0,0,0,0,0,0,0,0,0,0,0,0,0,0,0,0,0,0,0,0,null,7,"CAM - Cambridge",0,0,0,0,0,0]
[7,30,60,"SRN - Sussex Worthing",0,0,0,0,41,"SES - East Surrey",0,0,0,0,0,0,0,0,0,0,0,0,0,0,0,0,0,0,0,0,null,7,"CHL - Cholderton & District",0,0,0,0,0,0]
[7,31,60,"SRN - Sussex Worthing",0,0,0,0,47,"SEW - 5",0,0,0,0,0,0,0,0,0,0,0,0,0,0,0,0,0,0,0,0,null,7,"DVW - Chester",0,0,0,0,0,0]
[7,32,60,"SRN - Sussex Worthing",0,0,0,0,80,"TMS - Guildford",0,0,0,0,0,0,0,0,0,0,0,0,0,0,0,0,0,0,0,0,null,7,"DVW - Wrexham",0,0,0,0,0,0]
[7,33,60,"SRN - Sussex Worthing",0,0,0,0,39,"PRT - Companywide (portsmouth)",0,0,0,0,0,0,0,0,0,0,0,0,0,0,0,0,0,0,0,0,null,7,"ESK - Blyth",0,0,0,0,0,0]
[7,34,83,"TMS - London",0,0,0,0,34,"ESK - Essex",0,0,0,0,0,0,0,0,0,0,0,0,0,0,0,0,0,0,0,0,null,7,"ESK - Essex",0,0,0,0,0,0]
[7,35,83,"TMS - London",0,0,0,0,2,"AFW - 2 Colne",0,0,0,0,0,0,0,0,0,0,0,0,0,0,0,0,0,0,0,0,null,7,"ESK - Hartismere",0,0,0,0,0,0]
[7,36,83,"TMS - London",0,0,0,0,1,"AFW - 1 Misbourne",0,0,0,0,0,0,0,0,0,0,0,0,0,0,0,0,0,0,0,0,null,7,"ESK - Northern & Central",0,0,0,0,0,0]
[7,37,83,"TMS - London",0,0,0,0,41,"SES - East Surrey",0,0,0,0,0,0,0,0,0,0,0,0,0,0,0,0,0,0,0,0,null,7,"NNE - Berwick-Fowberry",0,0,0,0,0,0]
[7,38,49,"SEW - 7",0,0,0,0,58,"SRN - Sussex Hastings",0,0,0,0,0,0,0,0,0,0,0,0,0,0,0,0,0,0,0,0,null,7,"NNE - Kielder",0,0,0,0,0,0]
[7,39,50,"SEW - 8",0,0,0,0,58,"SRN - Sussex Hastings",0,0,0,0,0,0,0,0,0,0,0,0,0,0,0,0,0,0,0,0,null,7,"PRT - Companywide (portsmouth)",0,0,0,0,0,0]
[7,40,48,"SEW - 6",0,0,0,0,34,"ESK - Essex",0,0,0,0,0,0,0,0,0,0,0,0,0,0,0,0,0,0,0,0,null,7,"SBW - Companywide (SBW)",0,0,0,0,0,0]
[7,41,48,"SEW - 6",0,0,0,0,58,"SRN - Sussex Hastings",0,0,0,0,0,0,0,0,0,0,0,0,0,0,0,0,0,0,0,0,null,7,"SES - East Surrey",0,0,0,0,0,0]
[7,42,48,"SEW - 6",0,0,0,0,41,"SES - East Surrey",0,0,0,0,0,0,0,0,0,0,0,0,0,0,0,0,0,0,0,0,null,7,"SES - Sutton",0,0,0,0,0,0]
[7,43,4,"AFW - 4 Pinn",0,0,0,0,2,"AFW - 2 Colne",0,0,0,0,0,0,0,0,0,0,0,0,0,0,0,0,0,0,0,0,null,7,"SEW - 1",0,0,0,0,0,0]
[7,44,4,"AFW - 4 Pinn",0,0,0,0,1,"AFW - 1 Misbourne",0,0,0,0,0,0,0,0,0,0,0,0,0,0,0,0,0,0,0,0,null,7,"SEW - 2",0,0,0,0,0,0]
[7,45,4,"AFW - 4 Pinn",0,0,0,0,84,"TMS - Slough Wycombe Aylesbury",0,0,0,0,0,0,0,0,0,0,0,0,0,0,0,0,0,0,0,0,null,7,"SEW - 3",0,0,0,0,0,0]
[7,46,4,"AFW - 4 Pinn",0,0,0,0,41,"SES - East Surrey",0,0,0,0,0,0,0,0,0,0,0,0,0,0,0,0,0,0,0,0,null,7,"SEW - 4",0,0,0,0,0,0]
[7,47,4,"AFW - 4 Pinn",0,0,0,0,80,"TMS - Guildford",0,0,0,0,0,0,0,0,0,0,0,0,0,0,0,0,0,0,0,0,null,7,"SEW - 5",0,0,0,0,0,0]
[7,48,4,"AFW - 4 Pinn",0,0,0,0,81,"TMS - Henley",0,0,0,0,0,0,0,0,0,0,0,0,0,0,0,0,0,0,0,0,null,7,"SEW - 6",0,0,0,0,0,0]
[7,49,6,"AFW - 6 Wey",0,0,0,0,2,"AFW - 2 Colne",0,0,0,0,0,0,0,0,0,0,0,0,0,0,0,0,0,0,0,0,null,7,"SEW - 7",0,0,0,0,0,0]
[7,50,6,"AFW - 6 Wey",0,0,0,0,1,"AFW - 1 Misbourne",0,0,0,0,0,0,0,0,0,0,0,0,0,0,0,0,0,0,0,0,null,7,"SEW - 8",0,0,0,0,0,0]
[7,51,6,"AFW - 6 Wey",0,0,0,0,84,"TMS - Slough Wycombe Aylesbury",0,0,0,0,0,0,0,0,0,0,0,0,0,0,0,0,0,0,0,0,null,7,"SRN - Hants Andover",0,0,0,0,0,0]
[7,52,6,"AFW - 6 Wey",0,0,0,0,41,"SES - East Surrey",0,0,0,0,0,0,0,0,0,0,0,0,0,0,0,0,0,0,0,0,null,7,"SRN - Hants Kingsclere",0,0,0,0,0,0]
[7,53,6,"AFW - 6 Wey",0,0,0,0,47,"SEW - 5",0,0,0,0,0,0,0,0,0,0,0,0,0,0,0,0,0,0,0,0,null,7,"SRN - Hants South",0,0,0,0,0,0]
[7,54,6,"AFW - 6 Wey",0,0,0,0,80,"TMS - Guildford",0,0,0,0,0,0,0,0,0,0,0,0,0,0,0,0,0,0,0,0,null,7,"SRN - Isle of Wight",0,0,0,0,0,0]
[7,55,6,"AFW - 6 Wey",0,0,0,0,82,"TMS - Kennet Valley",0,0,0,0,0,0,0,0,0,0,0,0,0,0,0,0,0,0,0,0,null,7,"SRN - Kent Medway",0,0,0,0,0,0]
[7,56,6,"AFW - 6 Wey",0,0,0,0,81,"TMS - Henley",0,0,0,0,0,0,0,0,0,0,0,0,0,0,0,0,0,0,0,0,null,7,"SRN - Kent Thannet",0,0,0,0,0,0]
[7,57,21,"ANH - Norwich and the Broads",0,0,0,0,36,"ESK - Northern & Central",0,0,0,0,0,0,0,0,0,0,0,0,0,0,0,0,0,0,0,0,null,7,"SRN - Sussex Brighton",0,0,0,0,0,0]
[7,58,21,"ANH - Norwich and the Broads",0,0,0,0,19,"ANH - Norfolk Rural",0,0,0,0,0,0,0,0,0,0,0,0,0,0,0,0,0,0,0,0,null,7,"SRN - Sussex Hastings",0,0,0,0,0,0]
[7,59,21,"ANH - Norwich and the Broads",0,0,0,0,20,"ANH - North Norfolk Coast",0,0,0,0,0,0,0,0,0,0,0,0,0,0,0,0,0,0,0,0,null,7,"SRN - Sussex North",0,0,0,0,0,0]
[7,60,21,"ANH - Norwich and the Broads",0,0,0,0,33,"ESK - Blyth",0,0,0,0,0,0,0,0,0,0,0,0,0,0,0,0,0,0,0,0,null,7,"SRN - Sussex Worthing",0,0,0,0,0,0]
[7,61,21,"ANH - Norwich and the Broads",0,0,0,0,35,"ESK - Hartismere",0,0,0,0,0,0,0,0,0,0,0,0,0,0,0,0,0,0,0,0,null,7,"SSC - South Staffordshire",0,0,0,0,0,0]
[7,62,3,"AFW - 3 Lee",0,0,0,0,29,"CAM - Cambridge",0,0,0,0,0,0,0,0,0,0,0,0,0,0,0,0,0,0,0,0,null,7,"SVT - Bishops Castle",0,0,0,0,0,0]
[7,63,3,"AFW - 3 Lee",0,0,0,0,2,"AFW - 2 Colne",0,0,0,0,0,0,0,0,0,0,0,0,0,0,0,0,0,0,0,0,null,7,"SVT - Forest and Stroud",0,0,0,0,0,0]
[7,64,3,"AFW - 3 Lee",0,0,0,0,1,"AFW - 1 Misbourne",0,0,0,0,0,0,0,0,0,0,0,0,0,0,0,0,0,0,0,0,null,7,"SVT - Kinsall",0,0,0,0,0,0]
[7,66,74,"SVT - Strategic Grid",0,0,0,0,75,"SVT - Whitchurch and Wem",0,0,0,0,0,0,0,0,0,0,0,0,0,0,0,0,0,0,0,0,null,7,"SVT - Mardy",0,0,0,0,0,0]
[7,68,74,"SVT - Strategic Grid",0,0,0,0,64,"SVT - Kinsall",0,0,0,0,0,0,0,0,0,0,0,0,0,0,0,0,0,0,0,0,null,7,"SVT - North Staffs",0,0,0,0,0,0]
[7,71,74,"SVT - Strategic Grid",0,0,0,0,61,"SSC - South Staffordshire",0,0,0,0,0,0,0,0,0,0,0,0,0,0,0,0,0,0,0,0,null,7,"SVT - Ruyton",0,0,0,0,0,0]
[7,74,74,"SVT - Strategic Grid",0,0,0,0,99,"WSH - Hereford C.U. System",0,0,0,0,0,0,0,0,0,0,0,0,0,0,0,0,0,0,0,0,null,7,"SVT - Strategic Grid",0,0,0,0,0,0]
[7,77,13,"ANH - East Suffolk",0,0,0,0,8,"AFW - 8 Brett",0,0,0,0,0,0,0,0,0,0,0,0,0,0,0,0,0,0,0,0,null,7,"SWT - Colliford",0,0,0,0,0,0]
[7,78,13,"ANH - East Suffolk",0,0,0,0,35,"ESK - Hartismere",0,0,0,0,0,0,0,0,0,0,0,0,0,0,0,0,0,0,0,0,null,7,"SWT - Roadford",0,0,0,0,0,0]
[7,80,28,"BRL - Bristol",0,0,0,0,115,"WSX - Companywide (WW)",0,0,0,0,0,0,0,0,0,0,0,0,0,0,0,0,0,0,0,0,null,7,"TMS - Guildford",0,0,0,0,0,0]
[7,83,117,"YKY - Grid",0,0,0,0,26,"ANH - West Lincolnshire",0,0,0,0,0,0,0,0,0,0,0,0,0,0,0,0,0,0,0,0,null,7,"TMS - London",0,0,0,0,0,0]
[7,87,74,"SVT - Strategic Grid",0,0,0,0,10,"ANH - Central Lincolnshire",0,0,0,0,0,0,0,0,0,0,0,0,0,0,0,0,0,0,0,0,null,7,"UU - Integrated",0,0,0,0,0,0]
[7,89,74,"SVT - Strategic Grid",0,0,0,0,70,"SVT - Rutland",0,0,0,0,0,0,0,0,0,0,0,0,0,0,0,0,0,0,0,0,null,7,"UU - West Cumbria",0,0,0,0,0,0]
[7,92,74,"SVT - Strategic Grid",0,0,0,0,108,"WSH - Ross-on-Wye",0,0,0,0,0,0,0,0,0,0,0,0,0,0,0,0,0,0,0,0,null,7,"WSH - Bala",0,0,0,0,0,0]
[7,95,0,0,0,0,0,0,0,0,0,0,0,0,0,0,0,0,0,0,0,0,0,0,0,0,0,0,0,0,null,7,"WSH - Brecon / Portis",0,0,0,0,0,0]
[7,98,0,0,0,0,0,0,0,0,0,0,0,0,0,0,0,0,0,0,0,0,0,0,0,0,0,0,0,0,null,7,"WSH - Elan/Builth Wells",0,0,0,0,0,0]
[7,99,0,0,0,0,0,0,0,0,0,0,0,0,0,0,0,0,0,0,0,0,0,0,0,0,0,0,0,0,null,7,"WSH - Hereford C.U. System",0,0,0,0,0,0]
[7,101,0,0,0,0,0,0,0,0,0,0,0,0,0,0,0,0,0,0,0,0,0,0,0,0,0,0,0,0,null,7,"WSH - Llyswen",0,0,0,0,0,0]
[7,104,0,0,0,0,0,0,0,0,0,0,0,0,0,0,0,0,0,0,0,0,0,0,0,0,0,0,0,0,null,7,"WSH - North Ceredigion",0,0,0,0,0,0]
[7,108,0,0,0,0,0,0,0,0,0,0,0,0,0,0,0,0,0,0,0,0,0,0,0,0,0,0,0,0,null,7,"WSH - Ross-on-Wye",0,0,0,0,0,0]
[7,110,0,0,0,0,0,0,0,0,0,0,0,0,0,0,0,0,0,0,0,0,0,0,0,0,0,0,0,0,null,7,"WSH - South Meirionydd",0,0,0,0,0,0]
[7,113,0,0,0,0,0,0,0,0,0,0,0,0,0,0,0,0,0,0,0,0,0,0,0,0,0,0,0,0,null,7,"WSH - Vowchurch",0,0,0,0,0,0]
[7,116,0,0,0,0,0,0,0,0,0,0,0,0,0,0,0,0,0,0,0,0,0,0,0,0,0,0,0,0,null,7,"YKY - East SWZ",0,0,0,0,0,0]
[7,119,0,0,0,0,0,0,0,0,0,0,0,0,0,0,0,0,0,0,0,0,0,0,0,0,0,0,0,0]
[7,120,0,0,0,0,0,0,0,0,0,0,0,0,0,0,0,0,0,0,0,0,0,0,0,0,0,0,0,0]
[7,122,0,0,0,0,0,0,0,0,0,0,0,0,0,0,0,0,0,0,0,0,0,0,0,0,0,0,0,0]
[7,125,0,0,0,0,0,0,0,0,0,0,0,0,0,0,0,0,0,0,0,0,0,0,0,0,0,0,0,0]
[7,129,0,0,0,0,0,0,0,0,0,0,0,0,0,0,0,0,0,0,0,0,0,0,0,0,0,0,0,0]
[7,131,0,0,0,0,0,0,0,0,0,0,0,0,0,0,0,0,0,0,0,0,0,0,0,0,0,0,0,0]
[7,134,0,0,0,0,0,0,0,0,0,0,0,0,0,0,0,0,0,0,0,0,0,0,0,0,0,0,0,0]
[7,136,0,0,0,0,0,0,0,0,0,0,0,0,0,0,0,0,0,0,0,0,0,0,0,0,0,0,0,0]
[7,140,0,0,0,0,0,0,0,0,0,0,0,0,0,0,0,0,0,0,0,0,0,0,0,0,0,0,0,0]
[7,141,0,0,0,0,0,0,0,0,0,0,0,0,0,0,0,0,0,0,0,0,0,0,0,0,0,0,0,0]
[7,143,0,0,0,0,0,0,0,0,0,0,0,0,0,0,0,0,0,0,0,0,0,0,0,0,0,0,0,0]
[7,146,0,0,0,0,0,0,0,0,0,0,0,0,0,0,0,0,0,0,0,0,0,0,0,0,0,0,0,0]
[7,150,0,0,0,0,0,0,0,0,0,0,0,0,0,0,0,0,0,0,0,0,0,0,0,0,0,0,0,0]
[7,152,0,0,0,0,0,0,0,0,0,0,0,0,0,0,0,0,0,0,0,0,0,0,0,0,0,0,0,0]
[]
[8,2,69,"SVT - Nottinghamshire",0,0,0,0,26,"ANH - West Lincolnshire",0,0,0,0,0,0,0,0,0,0,0,0,0,0,0,0,0,0,0,0,null,8,"AFW - 2 Colne",0,0,0,0,0,0]
[8,6,46,"SEW - 4",0,0,0,0,1,"AFW - 1 Misbourne",0,0,0,0,0,0,0,0,0,0,0,0,0,0,0,0,0,0,0,0,null,8,"AFW - 6 Wey",0,0,0,0,0,0]
[8,7,46,"SEW - 4",0,0,0,0,84,"TMS - Slough Wycombe Aylesbury",0,0,0,0,0,0,0,0,0,0,0,0,0,0,0,0,0,0,0,0,null,8,"AFW - 7 Dour",0,0,0,0,0,0]
[8,9,46,"SEW - 4",0,0,0,0,80,"TMS - Guildford",0,0,0,0,0,0,0,0,0,0,0,0,0,0,0,0,0,0,0,0,null,8,"ANH - Central Essex",0,0,0,0,0,0]
[8,12,46,"SEW - 4",0,0,0,0,82,"TMS - Kennet Valley",0,0,0,0,0,0,0,0,0,0,0,0,0,0,0,0,0,0,0,0,null,8,"ANH - East Lincolnshire",0,0,0,0,0,0]
[8,16,44,"SEW - 2",0,0,0,0,41,"SES - East Surrey",0,0,0,0,0,0,0,0,0,0,0,0,0,0,0,0,0,0,0,0,null,8,"ANH - Hartlepool",0,0,0,0,0,0]
[8,18,57,"SRN - Sussex Brighton",0,0,0,0,80,"TMS - Guildford",0,0,0,0,0,0,0,0,0,0,0,0,0,0,0,0,0,0,0,0,null,8,"ANH - NEWMARKET",0,0,0,0,0,0]
[8,22,59,"SRN - Sussex North",0,0,0,0,39,"PRT - Companywide (portsmouth)",0,0,0,0,0,0,0,0,0,0,0,0,0,0,0,0,0,0,0,0,null,8,"ANH - Ruthamford North",0,0,0,0,0,0]
[8,23,53,"SRN - Hants South",0,0,0,0,47,"SEW - 5",0,0,0,0,0,0,0,0,0,0,0,0,0,0,0,0,0,0,0,0,null,8,"ANH - Ruthamford South",0,0,0,0,0,0]
[8,27,53,"SRN - Hants South",0,0,0,0,30,"CHL - Cholderton & District",0,0,0,0,0,0,0,0,0,0,0,0,0,0,0,0,0,0,0,0,null,8,"ANH - WEST SUFFOLK",0,0,0,0,0,0]
[8,28,53,"SRN - Hants South",0,0,0,0,39,"PRT - Companywide (portsmouth)",0,0,0,0,0,0,0,0,0,0,0,0,0,0,0,0,0,0,0,0,null,8,"BRL - Bristol",0,0,0,0,0,0]
[8,30,60,"SRN - Sussex Worthing",0,0,0,0,41,"SES - East Surrey",0,0,0,0,0,0,0,0,0,0,0,0,0,0,0,0,0,0,0,0,null,8,"CHL - Cholderton & District",0,0,0,0,0,0]
[8,33,60,"SRN - Sussex Worthing",0,0,0,0,39,"PRT - Companywide (portsmouth)",0,0,0,0,0,0,0,0,0,0,0,0,0,0,0,0,0,0,0,0,null,8,"ESK - Blyth",0,0,0,0,0,0]
[8,37,83,"TMS - London",0,0,0,0,41,"SES - East Surrey",0,0,0,0,0,0,0,0,0,0,0,0,0,0,0,0,0,0,0,0,null,8,"NNE - Berwick-Fowberry",0,0,0,0,0,0]
[8,39,50,"SEW - 8",0,0,0,0,58,"SRN - Sussex Hastings",0,0,0,0,0,0,0,0,0,0,0,0,0,0,0,0,0,0,0,0,null,8,"PRT - Companywide (portsmouth)",0,0,0,0,0,0]
[8,43,4,"AFW - 4 Pinn",0,0,0,0,2,"AFW - 2 Colne",0,0,0,0,0,0,0,0,0,0,0,0,0,0,0,0,0,0,0,0,null,8,"SEW - 1",0,0,0,0,0,0]
[8,44,4,"AFW - 4 Pinn",0,0,0,0,1,"AFW - 1 Misbourne",0,0,0,0,0,0,0,0,0,0,0,0,0,0,0,0,0,0,0,0,null,8,"SEW - 2",0,0,0,0,0,0]
[8,48,4,"AFW - 4 Pinn",0,0,0,0,81,"TMS - Henley",0,0,0,0,0,0,0,0,0,0,0,0,0,0,0,0,0,0,0,0,null,8,"SEW - 6",0,0,0,0,0,0]
[8,49,6,"AFW - 6 Wey",0,0,0,0,2,"AFW - 2 Colne",0,0,0,0,0,0,0,0,0,0,0,0,0,0,0,0,0,0,0,0,null,8,"SEW - 7",0,0,0,0,0,0]
[8,53,6,"AFW - 6 Wey",0,0,0,0,47,"SEW - 5",0,0,0,0,0,0,0,0,0,0,0,0,0,0,0,0,0,0,0,0,null,8,"SRN - Hants South",0,0,0,0,0,0]
[8,55,6,"AFW - 6 Wey",0,0,0,0,82,"TMS - Kennet Valley",0,0,0,0,0,0,0,0,0,0,0,0,0,0,0,0,0,0,0,0,null,8,"SRN - Kent Medway",0,0,0,0,0,0]
[8,58,21,"ANH - Norwich and the Broads",0,0,0,0,19,"ANH - Norfolk Rural",0,0,0,0,0,0,0,0,0,0,0,0,0,0,0,0,0,0,0,0,null,8,"SRN - Sussex Hastings",0,0,0,0,0,0]
[8,60,21,"ANH - Norwich and the Broads",0,0,0,0,33,"ESK - Blyth",0,0,0,0,0,0,0,0,0,0,0,0,0,0,0,0,0,0,0,0,null,8,"SRN - Sussex Worthing",0,0,0,0,0,0]
[8,64,3,"AFW - 3 Lee",0,0,0,0,1,"AFW - 1 Misbourne",0,0,0,0,0,0,0,0,0,0,0,0,0,0,0,0,0,0,0,0,null,8,"SVT - Kinsall",0,0,0,0,0,0]
[8,65,3,"AFW - 3 Lee",0,0,0,0,84,"TMS - Slough Wycombe Aylesbury",0,0,0,0,0,0,0,0,0,0,0,0,0,0,0,0,0,0,0,0,null,8,"SVT - Llandinam and Llanwrin",0,0,0,0,0,0]
[8,69,74,"SVT - Strategic Grid",0,0,0,0,72,"SVT - Shelton",0,0,0,0,0,0,0,0,0,0,0,0,0,0,0,0,0,0,0,0,null,8,"SVT - Nottinghamshire",0,0,0,0,0,0]
[8,70,74,"SVT - Strategic Grid",0,0,0,0,71,"SVT - Ruyton",0,0,0,0,0,0,0,0,0,0,0,0,0,0,0,0,0,0,0,0,null,8,"SVT - Rutland",0,0,0,0,0,0]
[8,74,74,"SVT - Strategic Grid",0,0,0,0,99,"WSH - Hereford C.U. System",0,0,0,0,0,0,0,0,0,0,0,0,0,0,0,0,0,0,0,0,null,8,"SVT - Strategic Grid",0,0,0,0,0,0]
[8,76,13,"ANH - East Suffolk",0,0,0,0,33,"ESK - Blyth",0,0,0,0,0,0,0,0,0,0,0,0,0,0,0,0,0,0,0,0,null,8,"SVT - Wolverhampton",0,0,0,0,0,0]
[8,79,13,"ANH - East Suffolk",0,0,0,0,25,"ANH - SUDBURY",0,0,0,0,0,0,0,0,0,0,0,0,0,0,0,0,0,0,0,0,null,8,"SWT - Wimbleball",0,0,0,0,0,0]
[8,81,53,"SRN - Hants South",0,0,0,0,115,"WSX - Companywide (WW)",0,0,0,0,0,0,0,0,0,0,0,0,0,0,0,0,0,0,0,0,null,8,"TMS - Henley",0,0,0,0,0,0]
[8,85,117,"YKY - Grid",0,0,0,0,87,"UU - Integrated",0,0,0,0,0,0,0,0,0,0,0,0,0,0,0,0,0,0,0,0,null,8,"TMS - SWOX",0,0,0,0,0,0]
[8,86,74,"SVT - Strategic Grid",0,0,0,0,22,"ANH - Ruthamford North",0,0,0,0,0,0,0,0,0,0,0,0,0,0,0,0,0,0,0,0,null,8,"UU - Carlisle",0,0,0,0,0,0]
[8,90,74,"SVT - Strategic Grid",0,0,0,0,63,"SVT - Forest and Stroud",0,0,0,0,0,0,0,0,0,0,0,0,0,0,0,0,0,0,0,0,null,8,"VWP - Tidworth",0,0,0,0,0,0]
[8,91,74,"SVT - Strategic Grid",0,0,0,0,87,"UU - Integrated",0,0,0,0,0,0,0,0,0,0,0,0,0,0,0,0,0,0,0,0,null,8,"WSH - Alwen /Dee",0,0,0,0,0,0]
[8,95,0,0,0,0,0,0,0,0,0,0,0,0,0,0,0,0,0,0,0,0,0,0,0,0,0,0,0,0,null,8,"WSH - Brecon / Portis",0,0,0,0,0,0]
[8,97,0,0,0,0,0,0,0,0,0,0,0,0,0,0,0,0,0,0,0,0,0,0,0,0,0,0,0,0,null,8,"WSH - Dyffryn Conwy",0,0,0,0,0,0]
[8,100,0,0,0,0,0,0,0,0,0,0,0,0,0,0,0,0,0,0,0,0,0,0,0,0,0,0,0,0,null,8,"WSH - Lleyn / Harlech",0,0,0,0,0,0]
[8,102,0,0,0,0,0,0,0,0,0,0,0,0,0,0,0,0,0,0,0,0,0,0,0,0,0,0,0,0,null,8,"WSH - Mid & South Ceredigion",0,0,0,0,0,0]
[8,106,0,0,0,0,0,0,0,0,0,0,0,0,0,0,0,0,0,0,0,0,0,0,0,0,0,0,0,0,null,8,"WSH - Pembrokeshire",0,0,0,0,0,0]
[8,107,0,0,0,0,0,0,0,0,0,0,0,0,0,0,0,0,0,0,0,0,0,0,0,0,0,0,0,0,null,8,"WSH - Pilleth",0,0,0,0,0,0]
[8,109,0,0,0,0,0,0,0,0,0,0,0,0,0,0,0,0,0,0,0,0,0,0,0,0,0,0,0,0,null,8,"WSH - SE Wales C.U. System",0,0,0,0,0,0]
[8,112,0,0,0,0,0,0,0,0,0,0,0,0,0,0,0,0,0,0,0,0,0,0,0,0,0,0,0,0,null,8,"WSH - Tywyn / Aberdyfi",0,0,0,0,0,0]
[8,116,0,0,0,0,0,0,0,0,0,0,0,0,0,0,0,0,0,0,0,0,0,0,0,0,0,0,0,0,null,8,"YKY - East SWZ",0,0,0,0,0,0]
[8,118,0,0,0,0,0,0,0,0,0,0,0,0,0,0,0,0,0,0,0,0,0,0,0,0,0,0,0,0]
[8,121,0,0,0,0,0,0,0,0,0,0,0,0,0,0,0,0,0,0,0,0,0,0,0,0,0,0,0,0]
[8,123,0,0,0,0,0,0,0,0,0,0,0,0,0,0,0,0,0,0,0,0,0,0,0,0,0,0,0,0]
[8,127,0,0,0,0,0,0,0,0,0,0,0,0,0,0,0,0,0,0,0,0,0,0,0,0,0,0,0,0]
[8,128,0,0,0,0,0,0,0,0,0,0,0,0,0,0,0,0,0,0,0,0,0,0,0,0,0,0,0,0]
[8,130,0,0,0,0,0,0,0,0,0,0,0,0,0,0,0,0,0,0,0,0,0,0,0,0,0,0,0,0]
[8,133,0,0,0,0,0,0,0,0,0,0,0,0,0,0,0,0,0,0,0,0,0,0,0,0,0,0,0,0]
[8,137,0,0,0,0,0,0,0,0,0,0,0,0,0,0,0,0,0,0,0,0,0,0,0,0,0,0,0,0]
[8,139,0,0,0,0,0,0,0,0,0,0,0,0,0,0,0,0,0,0,0,0,0,0,0,0,0,0,0,0]
[8,142,0,0,0,0,0,0,0,0,0,0,0,0,0,0,0,0,0,0,0,0,0,0,0,0,0,0,0,0]
[8,144,0,0,0,0,0,0,0,0,0,0,0,0,0,0,0,0,0,0,0,0,0,0,0,0,0,0,0,0]
[8,148,0,0,0,0,0,0,0,0,0,0,0,0,0,0,0,0,0,0,0,0,0,0,0,0,0,0,0,0]
[8,149,0,0,0,0,0,0,0,0,0,0,0,0,0,0,0,0,0,0,0,0,0,0,0,0,0,0,0,0]
[8,151,0,0,0,0,0,0,0,0,0,0,0,0,0,0,0,0,0,0,0,0,0,0,0,0,0,0,0,0]
[8,154,0,0,0,0,0,0,0,0,0,0,0,0,0,0,0,0,0,0,0,0,0,0,0,0,0,0,0,0]
[9,3,69,"SVT - Nottinghamshire",0,0,0,0,10,"ANH - Central Lincolnshire",0,0,0,0,0,0,0,0,0,0,0,0,0,0,0,0,0,0,0,0,null,9,"AFW - 3 Lee",0,0,0,0,0,0]
[9,5,28,"BRL - Bristol",0,0,0,0,103,"WSH - Monmouth",0,0,0,0,0,0,0,0,0,0,0,0,0,0,0,0,0,0,0,0,null,9,"AFW - 5 Stort",0,0,0,0,0,0]
[9,8,46,"SEW - 4",0,0,0,0,47,"SEW - 5",0,0,0,0,0,0,0,0,0,0,0,0,0,0,0,0,0,0,0,0,null,9,"AFW - 8 Brett",0,0,0,0,0,0]
[9,10,46,"SEW - 4",0,0,0,0,51,"SRN - Hants Andover",0,0,0,0,0,0,0,0,0,0,0,0,0,0,0,0,0,0,0,0,null,9,"ANH - Central Lincolnshire",0,0,0,0,0,0]
[9,14,45,"SEW - 3",0,0,0,0,58,"SRN - Sussex Hastings",0,0,0,0,0,0,0,0,0,0,0,0,0,0,0,0,0,0,0,0,null,9,"ANH - ELY",0,0,0,0,0,0]
[9,17,57,"SRN - Sussex Brighton",0,0,0,0,41,"SES - East Surrey",0,0,0,0,0,0,0,0,0,0,0,0,0,0,0,0,0,0,0,0,null,9,"ANH - Hunstanton",0,0,0,0,0,0]
[9,19,59,"SRN - Sussex North",0,0,0,0,41,"SES - East Surrey",0,0,0,0,0,0,0,0,0,0,0,0,0,0,0,0,0,0,0,0,null,9,"ANH - Norfolk Rural",0,0,0,0,0,0]
[9,20,59,"SRN - Sussex North",0,0,0,0,47,"SEW - 5",0,0,0,0,0,0,0,0,0,0,0,0,0,0,0,0,0,0,0,0,null,9,"ANH - North Norfolk Coast",0,0,0,0,0,0]
[9,24,53,"SRN - Hants South",0,0,0,0,40,"SBW - Companywide (SBW)",0,0,0,0,0,0,0,0,0,0,0,0,0,0,0,0,0,0,0,0,null,9,"ANH - South Essex",0,0,0,0,0,0]
[9,26,53,"SRN - Hants South",0,0,0,0,52,"SRN - Hants Kingsclere",0,0,0,0,0,0,0,0,0,0,0,0,0,0,0,0,0,0,0,0,null,9,"ANH - West Lincolnshire",0,0,0,0,0,0]
[9,29,55,"SRN - Kent Medway",0,0,0,0,34,"ESK - Essex",0,0,0,0,0,0,0,0,0,0,0,0,0,0,0,0,0,0,0,0,null,9,"CAM - Cambridge",0,0,0,0,0,0]
[9,31,60,"SRN - Sussex Worthing",0,0,0,0,47,"SEW - 5",0,0,0,0,0,0,0,0,0,0,0,0,0,0,0,0,0,0,0,0,null,9,"DVW - Chester",0,0,0,0,0,0]
[9,35,83,"TMS - London",0,0,0,0,2,"AFW - 2 Colne",0,0,0,0,0,0,0,0,0,0,0,0,0,0,0,0,0,0,0,0,null,9,"ESK - Hartismere",0,0,0,0,0,0]
[9,38,49,"SEW - 7",0,0,0,0,58,"SRN - Sussex Hastings",0,0,0,0,0,0,0,0,0,0,0,0,0,0,0,0,0,0,0,0,null,9,"NNE - Kielder",0,0,0,0,0,0]
[9,40,48,"SEW - 6",0,0,0,0,34,"ESK - Essex",0,0,0,0,0,0,0,0,0,0,0,0,0,0,0,0,0,0,0,0,null,9,"SBW - Companywide (SBW)",0,0,0,0,0,0]
[9,41,48,"SEW - 6",0,0,0,0,58,"SRN - Sussex Hastings",0,0,0,0,0,0,0,0,0,0,0,0,0,0,0,0,0,0,0,0,null,9,"SES - East Surrey",0,0,0,0,0,0]
[9,45,4,"AFW - 4 Pinn",0,0,0,0,84,"TMS - Slough Wycombe Aylesbury",0,0,0,0,0,0,0,0,0,0,0,0,0,0,0,0,0,0,0,0,null,9,"SEW - 3",0,0,0,0,0,0]
[9,47,4,"AFW - 4 Pinn",0,0,0,0,80,"TMS - Guildford",0,0,0,0,0,0,0,0,0,0,0,0,0,0,0,0,0,0,0,0,null,9,"SEW - 5",0,0,0,0,0,0]
[9,50,6,"AFW - 6 Wey",0,0,0,0,1,"AFW - 1 Misbourne",0,0,0,0,0,0,0,0,0,0,0,0,0,0,0,0,0,0,0,0,null,9,"SEW - 8",0,0,0,0,0,0]
[9,52,6,"AFW - 6 Wey",0,0,0,0,41,"SES - East Surrey",0,0,0,0,0,0,0,0,0,0,0,0,0,0,0,0,0,0,0,0,null,9,"SRN - Hants Kingsclere",0,0,0,0,0,0]
[9,56,6,"AFW - 6 Wey",0,0,0,0,81,"TMS - Henley",0,0,0,0,0,0,0,0,0,0,0,0,0,0,0,0,0,0,0,0,null,9,"SRN - Kent Thannet",0,0,0,0,0,0]
[9,59,21,"ANH - Norwich and the Broads",0,0,0,0,20,"ANH - North Norfolk Coast",0,0,0,0,0,0,0,0,0,0,0,0,0,0,0,0,0,0,0,0,null,9,"SRN - Sussex North",0,0,0,0,0,0]
[9,61,21,"ANH - Norwich and the Broads",0,0,0,0,35,"ESK - Hartismere",0,0,0,0,0,0,0,0,0,0,0,0,0,0,0,0,0,0,0,0,null,9,"SSC - South Staffordshire",0,0,0,0,0,0]
[9,62,3,"AFW - 3 Lee",0,0,0,0,29,"CAM - Cambridge",0,0,0,0,0,0,0,0,0,0,0,0,0,0,0,0,0,0,0,0,null,9,"SVT - Bishops Castle",0,0,0,0,0,0]
[9,66,74,"SVT - Strategic Grid",0,0,0,0,75,"SVT - Whitchurch and Wem",0,0,0,0,0,0,0,0,0,0,0,0,0,0,0,0,0,0,0,0,null,9,"SVT - Mardy",0,0,0,0,0,0]
[9,68,74,"SVT - Strategic Grid",0,0,0,0,64,"SVT - Kinsall",0,0,0,0,0,0,0,0,0,0,0,0,0,0,0,0,0,0,0,0,null,9,"SVT - North Staffs",0,0,0,0,0,0]
[9,71,74,"SVT - Strategic Grid",0,0,0,0,61,"SSC - South Staffordshire",0,0,0,0,0,0,0,0,0,0,0,0,0,0,0,0,0,0,0,0,null,9,"SVT - Ruyton",0,0,0,0,0,0]
[9,73,74,"SVT - Strategic Grid",0,0,0,0,62,"SVT - Bishops Castle",0,0,0,0,0,0,0,0,0,0,0,0,0,0,0,0,0,0,0,0,null,9,"SVT - Stafford",0,0,0,0,0,0]
[9,77,13,"ANH - East Suffolk",0,0,0,0,8,"AFW - 8 Brett",0,0,0,0,0,0,0,0,0,0,0,0,0,0,0,0,0,0,0,0,null,9,"SWT - Colliford",0,0,0,0,0,0]
[9,80,28,"BRL - Bristol",0,0,0,0,115,"WSX - Companywide (WW)",0,0,0,0,0,0,0,0,0,0,0,0,0,0,0,0,0,0,0,0,null,9,"TMS - Guildford",0,0,0,0,0,0]
[9,82,117,"YKY - Grid",0,0,0,0,116,"YKY - East SWZ",0,0,0,0,0,0,0,0,0,0,0,0,0,0,0,0,0,0,0,0,null,9,"TMS - Kennet Valley",0,0,0,0,0,0]
[9,83,117,"YKY - Grid",0,0,0,0,26,"ANH - West Lincolnshire",0,0,0,0,0,0,0,0,0,0,0,0,0,0,0,0,0,0,0,0,null,9,"TMS - London",0,0,0,0,0,0]
[9,87,74,"SVT - Strategic Grid",0,0,0,0,10,"ANH - Central Lincolnshire",0,0,0,0,0,0,0,0,0,0,0,0,0,0,0,0,0,0,0,0,null,9,"UU - Integrated",0,0,0,0,0,0]
[9,89,74,"SVT - Strategic Grid",0,0,0,0,70,"SVT - Rutland",0,0,0,0,0,0,0,0,0,0,0,0,0,0,0,0,0,0,0,0,null,9,"UU - West Cumbria",0,0,0,0,0,0]
[9,92,74,"SVT - Strategic Grid",0,0,0,0,108,"WSH - Ross-on-Wye",0,0,0,0,0,0,0,0,0,0,0,0,0,0,0,0,0,0,0,0,null,9,"WSH - Bala",0,0,0,0,0,0]
[9,94,0,0,0,0,0,0,0,0,0,0,0,0,0,0,0,0,0,0,0,0,0,0,0,0,0,0,0,0,null,9,"WSH - Blaenau Ffestiniog",0,0,0,0,0,0]
[9,98,0,0,0,0,0,0,0,0,0,0,0,0,0,0,0,0,0,0,0,0,0,0,0,0,0,0,0,0,null,9,"WSH - Elan/Builth Wells",0,0,0,0,0,0]
[9,99,0,0,0,0,0,0,0,0,0,0,0,0,0,0,0,0,0,0,0,0,0,0,0,0,0,0,0,0,null,9,"WSH - Hereford C.U. System",0,0,0,0,0,0]
[9,103,0,0,0,0,0,0,0,0,0,0,0,0,0,0,0,0,0,0,0,0,0,0,0,0,0,0,0,0,null,9,"WSH - Monmouth",0,0,0,0,0,0]
[9,104,0,0,0,0,0,0,0,0,0,0,0,0,0,0,0,0,0,0,0,0,0,0,0,0,0,0,0,0,null,9,"WSH - North Ceredigion",0,0,0,0,0,0]
[9,108,0,0,0,0,0,0,0,0,0,0,0,0,0,0,0,0,0,0,0,0,0,0,0,0,0,0,0,0,null,9,"WSH - Ross-on-Wye",0,0,0,0,0,0]
[9,110,0,0,0,0,0,0,0,0,0,0,0,0,0,0,0,0,0,0,0,0,0,0,0,0,0,0,0,0,null,9,"WSH - South Meirionydd",0,0,0,0,0,0]
[9,113,0,0,0,0,0,0,0,0,0,0,0,0,0,0,0,0,0,0,0,0,0,0,0,0,0,0,0,0,null,9,"WSH - Vowchurch",0,0,0,0,0,0]
[9,115,0,0,0,0,0,0,0,0,0,0,0,0,0,0,0,0,0,0,0,0,0,0,0,0,0,0,0,0,null,9,"WSX - Companywide (WW)",0,0,0,0,0,0]
[9,119,0,0,0,0,0,0,0,0,0,0,0,0,0,0,0,0,0,0,0,0,0,0,0,0,0,0,0,0]
[9,120,0,0,0,0,0,0,0,0,0,0,0,0,0,0,0,0,0,0,0,0,0,0,0,0,0,0,0,0]
[9,124,0,0,0,0,0,0,0,0,0,0,0,0,0,0,0,0,0,0,0,0,0,0,0,0,0,0,0,0]
[9,125,0,0,0,0,0,0,0,0,0,0,0,0,0,0,0,0,0,0,0,0,0,0,0,0,0,0,0,0]
[9,129,0,0,0,0,0,0,0,0,0,0,0,0,0,0,0,0,0,0,0,0,0,0,0,0,0,0,0,0]
[9,131,0,0,0,0,0,0,0,0,0,0,0,0,0,0,0,0,0,0,0,0,0,0,0,0,0,0,0,0]
[9,135,0,0,0,0,0,0,0,0,0,0,0,0,0,0,0,0,0,0,0,0,0,0,0,0,0,0,0,0]
[9,136,0,0,0,0,0,0,0,0,0,0,0,0,0,0,0,0,0,0,0,0,0,0,0,0,0,0,0,0]
[9,140,0,0,0,0,0,0,0,0,0,0,0,0,0,0,0,0,0,0,0,0,0,0,0,0,0,0,0,0]
[9,141,0,0,0,0,0,0,0,0,0,0,0,0,0,0,0,0,0,0,0,0,0,0,0,0,0,0,0,0]
[9,145,0,0,0,0,0,0,0,0,0,0,0,0,0,0,0,0,0,0,0,0,0,0,0,0,0,0,0,0]
[9,146,0,0,0,0,0,0,0,0,0,0,0,0,0,0,0,0,0,0,0,0,0,0,0,0,0,0,0,0]
[9,150,0,0,0,0,0,0,0,0,0,0,0,0,0,0,0,0,0,0,0,0,0,0,0,0,0,0,0,0]
[9,152,0,0,0,0,0,0,0,0,0,0,0,0,0,0,0,0,0,0,0,0,0,0,0,0,0,0,0,0]
[10,1,69,"SVT - Nottinghamshire",0,0,0,0,67,"SVT - Newark",0,0,0,0,0,0,0,0,0,0,0,0,0,0,0,0,0,0,0,0,null,10,"AFW - 1 Misbourne",0,0,0,0,0,0]
[10,4,28,"BRL - Bristol",0,0,0,0,63,"SVT - Forest and Stroud",0,0,0,0,0,0,0,0,0,0,0,0,0,0,0,0,0,0,0,0,null,10,"AFW - 4 Pinn",0,0,0,0,0,0]
[10,6,46,"SEW - 4",0,0,0,0,1,"AFW - 1 Misbourne",0,0,0,0,0,0,0,0,0,0,0,0,0,0,0,0,0,0,0,0,null,10,"AFW - 6 Wey",0,0,0,0,0,0]
[10,7,46,"SEW - 4",0,0,0,0,84,"TMS - Slough Wycombe Aylesbury",0,0,0,0,0,0,0,0,0,0,0,0,0,0,0,0,0,0,0,0,null,10,"AFW - 7 Dour",0,0,0,0,0,0]
[10,11,46,"SEW - 4",0,0,0,0,52,"SRN - Hants Kingsclere",0,0,0,0,0,0,0,0,0,0,0,0,0,0,0,0,0,0,0,0,null,10,"ANH - CHEVELEY",0,0,0,0,0,0]
[10,12,46,"SEW - 4",0,0,0,0,82,"TMS - Kennet Valley",0,0,0,0,0,0,0,0,0,0,0,0,0,0,0,0,0,0,0,0,null,10,"ANH - East Lincolnshire",0,0,0,0,0,0]
[10,16,44,"SEW - 2",0,0,0,0,41,"SES - East Surrey",0,0,0,0,0,0,0,0,0,0,0,0,0,0,0,0,0,0,0,0,null,10,"ANH - Hartlepool",0,0,0,0,0,0]
[10,18,57,"SRN - Sussex Brighton",0,0,0,0,80,"TMS - Guildford",0,0,0,0,0,0,0,0,0,0,0,0,0,0,0,0,0,0,0,0,null,10,"ANH - NEWMARKET",0,0,0,0,0,0]
[10,22,59,"SRN - Sussex North",0,0,0,0,39,"PRT - Companywide (portsmouth)",0,0,0,0,0,0,0,0,0,0,0,0,0,0,0,0,0,0,0,0,null,10,"ANH - Ruthamford North",0,0,0,0,0,0]
[10,25,53,"SRN - Hants South",0,0,0,0,51,"SRN - Hants Andover",0,0,0,0,0,0,0,0,0,0,0,0,0,0,0,0,0,0,0,0,null,10,"ANH - SUDBURY",0,0,0,0,0,0]
[10,27,53,"SRN - Hants South",0,0,0,0,30,"CHL - Cholderton & District",0,0,0,0,0,0,0,0,0,0,0,0,0,0,0,0,0,0,0,0,null,10,"ANH - WEST SUFFOLK",0,0,0,0,0,0]
[10,28,53,"SRN - Hants South",0,0,0,0,39,"PRT - Companywide (portsmouth)",0,0,0,0,0,0,0,0,0,0,0,0,0,0,0,0,0,0,0,0,null,10,"BRL - Bristol",0,0,0,0,0,0]
[10,32,60,"SRN - Sussex Worthing",0,0,0,0,80,"TMS - Guildford",0,0,0,0,0,0,0,0,0,0,0,0,0,0,0,0,0,0,0,0,null,10,"DVW - Wrexham",0,0,0,0,0,0]
[10,34,83,"TMS - London",0,0,0,0,34,"ESK - Essex",0,0,0,0,0,0,0,0,0,0,0,0,0,0,0,0,0,0,0,0,null,10,"ESK - Essex",0,0,0,0,0,0]
[10,37,83,"TMS - London",0,0,0,0,41,"SES - East Surrey",0,0,0,0,0,0,0,0,0,0,0,0,0,0,0,0,0,0,0,0,null,10,"NNE - Berwick-Fowberry",0,0,0,0,0,0]
[10,39,50,"SEW - 8",0,0,0,0,58,"SRN - Sussex Hastings",0,0,0,0,0,0,0,0,0,0,0,0,0,0,0,0,0,0,0,0,null,10,"PRT - Companywide (portsmouth)",0,0,0,0,0,0]
[10,43,4,"AFW - 4 Pinn",0,0,0,0,2,"AFW - 2 Colne",0,0,0,0,0,0,0,0,0,0,0,0,0,0,0,0,0,0,0,0,null,10,"SEW - 1",0,0,0,0,0,0]
[10,46,4,"AFW - 4 Pinn",0,0,0,0,41,"SES - East Surrey",0,0,0,0,0,0,0,0,0,0,0,0,0,0,0,0,0,0,0,0,null,10,"SEW - 4",0,0,0,0,0,0]
[10,48,4,"AFW - 4 Pinn",0,0,0,0,81,"TMS - Henley",0,0,0,0,0,0,0,0,0,0,0,0,0,0,0,0,0,0,0,0,null,10,"SEW - 6",0,0,0,0,0,0]
[10,49,6,"AFW - 6 Wey",0,0,0,0,2,"AFW - 2 Colne",0,0,0,0,0,0,0,0,0,0,0,0,0,0,0,0,0,0,0,0,null,10,"SEW - 7",0,0,0,0,0,0]
[10,53,6,"AFW - 6 Wey",0,0,0,0,47,"SEW - 5",0,0,0,0,0,0,0,0,0,0,0,0,0,0,0,0,0,0,0,0,null,10,"SRN - Hants South",0,0,0,0,0,0]
[10,55,6,"AFW - 6 Wey",0,0,0,0,82,"TMS - Kennet Valley",0,0,0,0,0,0,0,0,0,0,0,0,0,0,0,0,0,0,0,0,null,10,"SRN - Kent Medway",0,0,0,0,0,0]
[10,58,21,"ANH - Norwich and the Broads",0,0,0,0,19,"ANH - Norfolk Rural",0,0,0,0,0,0,0,0,0,0,0,0,0,0,0,0,0,0,0,0,null,10,"SRN - Sussex Hastings",0,0,0,0,0,0]
[10,60,21,"ANH - Norwich and the Broads",0,0,0,0,33,"ESK - Blyth",0,0,0,0,0,0,0,0,0,0,0,0,0,0,0,0,0,0,0,0,null,10,"SRN - Sussex Worthing",0,0,0,0,0,0]
[10,64,3,"AFW - 3 Lee",0,0,0,0,1,"AFW - 1 Misbourne",0,0,0,0,0,0,0,0,0,0,0,0,0,0,0,0,0,0,0,0,null,10,"SVT - Kinsall",0,0,0,0,0,0]
[10,67,74,"SVT - Strategic Grid",0,0,0,0,73,"SVT - Stafford",0,0,0,0,0,0,0,0,0,0,0,0,0,0,0,0,0,0,0,0,null,10,"SVT - Newark",0,0,0,0,0,0]
[10,69,74,"SVT - Strategic Grid",0,0,0,0,72,"SVT - Shelton",0,0,0,0,0,0,0,0,0,0,0,0,0,0,0,0,0,0,0,0,null,10,"SVT - Nottinghamshire",0,0,0,0,0,0]
[10,70,74,"SVT - Strategic Grid",0,0,0,0,71,"SVT - Ruyton",0,0,0,0,0,0,0,0,0,0,0,0,0,0,0,0,0,0,0,0,null,10,"SVT - Rutland",0,0,0,0,0,0]
[10,73,74,"SVT - Strategic Grid",0,0,0,0,62,"SVT - Bishops Castle",0,0,0,0,0,0,0,0,0,0,0,0,0,0,0,0,0,0,0,0,null,10,"SVT - Stafford",0,0,0,0,0,0]
[10,76,13,"ANH - East Suffolk",0,0,0,0,33,"ESK - Blyth",0,0,0,0,0,0,0,0,0,0,0,0,0,0,0,0,0,0,0,0,null,10,"SVT - Wolverhampton",0,0,0,0,0,0]
[10,79,13,"ANH - East Suffolk",0,0,0,0,25,"ANH - SUDBURY",0,0,0,0,0,0,0,0,0,0,0,0,0,0,0,0,0,0,0,0,null,10,"SWT - Wimbleball",0,0,0,0,0,0]
[10,81,53,"SRN - Hants South",0,0,0,0,115,"WSX - Companywide (WW)",0,0,0,0,0,0,0,0,0,0,0,0,0,0,0,0,0,0,0,0,null,10,"TMS - Henley",0,0,0,0,0,0]
[10,85,117,"YKY - Grid",0,0,0,0,87,"UU - Integrated",0,0,0,0,0,0,0,0,0,0,0,0,0,0,0,0,0,0,0,0,null,10,"TMS - SWOX",0,0,0,0,0,0]
[10,88,74,"SVT - Strategic Grid",0,0,0,0,68,"SVT - North Staffs",0,0,0,0,0,0,0,0,0,0,0,0,0,0,0,0,0,0,0,0,null,10,"UU - North Eden",0,0,0,0,0,0]
[10,90,74,"SVT - Strategic Grid",0,0,0,0,63,"SVT - Forest and Stroud",0,0,0,0,0,0,0,0,0,0,0,0,0,0,0,0,0,0,0,0,null,10,"VWP - Tidworth",0,0,0,0,0,0]
[10,91,74,"SVT - Strategic Grid",0,0,0,0,87,"UU - Integrated",0,0,0,0,0,0,0,0,0,0,0,0,0,0,0,0,0,0,0,0,null,10,"WSH - Alwen /Dee",0,0,0,0,0,0]
[10,94,0,0,0,0,0,0,0,0,0,0,0,0,0,0,0,0,0,0,0,0,0,0,0,0,0,0,0,0,null,10,"WSH - Blaenau Ffestiniog",0,0,0,0,0,0]
[10,97,0,0,0,0,0,0,0,0,0,0,0,0,0,0,0,0,0,0,0,0,0,0,0,0,0,0,0,0,null,10,"WSH - Dyffryn Conwy",0,0,0,0,0,0]
[10,100,0,0,0,0,0,0,0,0,0,0,0,0,0,0,0,0,0,0,0,0,0,0,0,0,0,0,0,0,null,10,"WSH - Lleyn / Harlech",0,0,0,0,0,0]
[10,102,0,0,0,0,0,0,0,0,0,0,0,0,0,0,0,0,0,0,0,0,0,0,0,0,0,0,0,0,null,10,"WSH - Mid & South Ceredigion",0,0,0,0,0,0]
[10,106,0,0,0,0,0,0,0,0,0,0,0,0,0,0,0,0,0,0,0,0,0,0,0,0,0,0,0,0,null,10,"WSH - Pembrokeshire",0,0,0,0,0,0]
[10,109,0,0,0,0,0,0,0,0,0,0,0,0,0,0,0,0,0,0,0,0,0,0,0,0,0,0,0,0,null,10,"WSH - SE Wales C.U. System",0,0,0,0,0,0]
[10,111,0,0,0,0,0,0,0,0,0,0,0,0,0,0,0,0,0,0,0,0,0,0,0,0,0,0,0,0,null,10,"WSH - Tywi C.U. System",0,0,0,0,0,0]
[10,112,0,0,0,0,0,0,0,0,0,0,0,0,0,0,0,0,0,0,0,0,0,0,0,0,0,0,0,0,null,10,"WSH - Tywyn / Aberdyfi",0,0,0,0,0,0]
[10,115,0,0,0,0,0,0,0,0,0,0,0,0,0,0,0,0,0,0,0,0,0,0,0,0,0,0,0,0,null,10,"WSX - Companywide (WW)",0,0,0,0,0,0]
[10,118,0,0,0,0,0,0,0,0,0,0,0,0,0,0,0,0,0,0,0,0,0,0,0,0,0,0,0,0]
[10,121,0,0,0,0,0,0,0,0,0,0,0,0,0,0,0,0,0,0,0,0,0,0,0,0,0,0,0,0]
[10,125,0,0,0,0,0,0,0,0,0,0,0,0,0,0,0,0,0,0,0,0,0,0,0,0,0,0,0,0]
[10,127,0,0,0,0,0,0,0,0,0,0,0,0,0,0,0,0,0,0,0,0,0,0,0,0,0,0,0,0]
[10,130,0,0,0,0,0,0,0,0,0,0,0,0,0,0,0,0,0,0,0,0,0,0,0,0,0,0,0,0]
[10,132,0,0,0,0,0,0,0,0,0,0,0,0,0,0,0,0,0,0,0,0,0,0,0,0,0,0,0,0]
[10,133,0,0,0,0,0,0,0,0,0,0,0,0,0,0,0,0,0,0,0,0,0,0,0,0,0,0,0,0]
[10,136,0,0,0,0,0,0,0,0,0,0,0,0,0,0,0,0,0,0,0,0,0,0,0,0,0,0,0,0]
[10,139,0,0,0,0,0,0,0,0,0,0,0,0,0,0,0,0,0,0,0,0,0,0,0,0,0,0,0,0]
[10,142,0,0,0,0,0,0,0,0,0,0,0,0,0,0,0,0,0,0,0,0,0,0,0,0,0,0,0,0]
[10,146,0,0,0,0,0,0,0,0,0,0,0,0,0,0,0,0,0,0,0,0,0,0,0,0,0,0,0,0]
[10,148,0,0,0,0,0,0,0,0,0,0,0,0,0,0,0,0,0,0,0,0,0,0,0,0,0,0,0,0]
[10,151,0,0,0,0,0,0,0,0,0,0,0,0,0,0,0,0,0,0,0,0,0,0,0,0,0,0,0,0]
[10,153,0,0,0,0,0,0,0,0,0,0,0,0,0,0,0,0,0,0,0,0,0,0,0,0,0,0,0,0]
[10,154,0,0,0,0,0,0,0,0,0,0,0,0,0,0,0,0,0,0,0,0,0,0,0,0,0,0,0,0]
[11,2,69,"SVT - Nottinghamshire",0,0,0,0,26,"ANH - West Lincolnshire",0,0,0,0,0,0,0,0,0,0,0,0,0,0,0,0,0,0,0,0,null,11,"AFW - 2 Colne",0,0,0,0,0,0]
[11,5,28,"BRL - Bristol",0,0,0,0,103,"WSH - Monmouth",0,0,0,0,0,0,0,0,0,0,0,0,0,0,0,0,0,0,0,0,null,11,"AFW - 5 Stort",0,0,0,0,0,0]
[11,8,46,"SEW - 4",0,0,0,0,47,"SEW - 5",0,0,0,0,0,0,0,0,0,0,0,0,0,0,0,0,0,0,0,0,null,11,"AFW - 8 Brett",0,0,0,0,0,0]
[11,12,46,"SEW - 4",0,0,0,0,82,"TMS - Kennet Valley",0,0,0,0,0,0,0,0,0,0,0,0,0,0,0,0,0,0,0,0,null,11,"ANH - East Lincolnshire",0,0,0,0,0,0]
[11,14,45,"SEW - 3",0,0,0,0,58,"SRN - Sussex Hastings",0,0,0,0,0,0,0,0,0,0,0,0,0,0,0,0,0,0,0,0,null,11,"ANH - ELY",0,0,0,0,0,0]
[11,17,57,"SRN - Sussex Brighton",0,0,0,0,41,"SES - East Surrey",0,0,0,0,0,0,0,0,0,0,0,0,0,0,0,0,0,0,0,0,null,11,"ANH - Hunstanton",0,0,0,0,0,0]
[11,19,59,"SRN - Sussex North",0,0,0,0,41,"SES - East Surrey",0,0,0,0,0,0,0,0,0,0,0,0,0,0,0,0,0,0,0,0,null,11,"ANH - Norfolk Rural",0,0,0,0,0,0]
[11,20,59,"SRN - Sussex North",0,0,0,0,47,"SEW - 5",0,0,0,0,0,0,0,0,0,0,0,0,0,0,0,0,0,0,0,0,null,11,"ANH - North Norfolk Coast",0,0,0,0,0,0]
[11,24,53,"SRN - Hants South",0,0,0,0,40,"SBW - Companywide (SBW)",0,0,0,0,0,0,0,0,0,0,0,0,0,0,0,0,0,0,0,0,null,11,"ANH - South Essex",0,0,0,0,0,0]
[11,26,53,"SRN - Hants South",0,0,0,0,52,"SRN - Hants Kingsclere",0,0,0,0,0,0,0,0,0,0,0,0,0,0,0,0,0,0,0,0,null,11,"ANH - West Lincolnshire",0,0,0,0,0,0]
[11,29,55,"SRN - Kent Medway",0,0,0,0,34,"ESK - Essex",0,0,0,0,0,0,0,0,0,0,0,0,0,0,0,0,0,0,0,0,null,11,"CAM - Cambridge",0,0,0,0,0,0]
[11,33,60,"SRN - Sussex Worthing",0,0,0,0,39,"PRT - Companywide (portsmouth)",0,0,0,0,0,0,0,0,0,0,0,0,0,0,0,0,0,0,0,0,null,11,"ESK - Blyth",0,0,0,0,0,0]
[11,35,83,"TMS - London",0,0,0,0,2,"AFW - 2 Colne",0,0,0,0,0,0,0,0,0,0,0,0,0,0,0,0,0,0,0,0,null,11,"ESK - Hartismere",0,0,0,0,0,0]
[11,38,49,"SEW - 7",0,0,0,0,58,"SRN - Sussex Hastings",0,0,0,0,0,0,0,0,0,0,0,0,0,0,0,0,0,0,0,0,null,11,"NNE - Kielder",0,0,0,0,0,0]
[11,39,50,"SEW - 8",0,0,0,0,58,"SRN - Sussex Hastings",0,0,0,0,0,0,0,0,0,0,0,0,0,0,0,0,0,0,0,0,null,11,"PRT - Companywide (portsmouth)",0,0,0,0,0,0]
[11,42,48,"SEW - 6",0,0,0,0,41,"SES - East Surrey",0,0,0,0,0,0,0,0,0,0,0,0,0,0,0,0,0,0,0,0,null,11,"SES - Sutton",0,0,0,0,0,0]
[11,45,4,"AFW - 4 Pinn",0,0,0,0,84,"TMS - Slough Wycombe Aylesbury",0,0,0,0,0,0,0,0,0,0,0,0,0,0,0,0,0,0,0,0,null,11,"SEW - 3",0,0,0,0,0,0]
[11,47,4,"AFW - 4 Pinn",0,0,0,0,80,"TMS - Guildford",0,0,0,0,0,0,0,0,0,0,0,0,0,0,0,0,0,0,0,0,null,11,"SEW - 5",0,0,0,0,0,0]
[11,50,6,"AFW - 6 Wey",0,0,0,0,1,"AFW - 1 Misbourne",0,0,0,0,0,0,0,0,0,0,0,0,0,0,0,0,0,0,0,0,null,11,"SEW - 8",0,0,0,0,0,0]
[11,54,6,"AFW - 6 Wey",0,0,0,0,80,"TMS - Guildford",0,0,0,0,0,0,0,0,0,0,0,0,0,0,0,0,0,0,0,0,null,11,"SRN - Isle of Wight",0,0,0,0,0,0]
[11,56,6,"AFW - 6 Wey",0,0,0,0,81,"TMS - Henley",0,0,0,0,0,0,0,0,0,0,0,0,0,0,0,0,0,0,0,0,null,11,"SRN - Kent Thannet",0,0,0,0,0,0]
[11,59,21,"ANH - Norwich and the Broads",0,0,0,0,20,"ANH - North Norfolk Coast",0,0,0,0,0,0,0,0,0,0,0,0,0,0,0,0,0,0,0,0,null,11,"SRN - Sussex North",0,0,0,0,0,0]
[11,60,21,"ANH - Norwich and the Broads",0,0,0,0,33,"ESK - Blyth",0,0,0,0,0,0,0,0,0,0,0,0,0,0,0,0,0,0,0,0,null,11,"SRN - Sussex Worthing",0,0,0,0,0,0]
[11,63,3,"AFW - 3 Lee",0,0,0,0,2,"AFW - 2 Colne",0,0,0,0,0,0,0,0,0,0,0,0,0,0,0,0,0,0,0,0,null,11,"SVT - Forest and Stroud",0,0,0,0,0,0]
[11,66,74,"SVT - Strategic Grid",0,0,0,0,75,"SVT - Whitchurch and Wem",0,0,0,0,0,0,0,0,0,0,0,0,0,0,0,0,0,0,0,0,null,11,"SVT - Mardy",0,0,0,0,0,0]
[11,68,74,"SVT - Strategic Grid",0,0,0,0,64,"SVT - Kinsall",0,0,0,0,0,0,0,0,0,0,0,0,0,0,0,0,0,0,0,0,null,11,"SVT - North Staffs",0,0,0,0,0,0]
[11,71,74,"SVT - Strategic Grid",0,0,0,0,61,"SSC - South Staffordshire",0,0,0,0,0,0,0,0,0,0,0,0,0,0,0,0,0,0,0,0,null,11,"SVT - Ruyton",0,0,0,0,0,0]
[11,75,74,"SVT - Strategic Grid",0,0,0,0,107,"WSH - Pilleth",0,0,0,0,0,0,0,0,0,0,0,0,0,0,0,0,0,0,0,0,null,11,"SVT - Whitchurch and Wem",0,0,0,0,0,0]
[11,77,13,"ANH - East Suffolk",0,0,0,0,8,"AFW - 8 Brett",0,0,0,0,0,0,0,0,0,0,0,0,0,0,0,0,0,0,0,0,null,11,"SWT - Colliford",0,0,0,0,0,0]
[11,78,13,"ANH - East Suffolk",0,0,0,0,35,"ESK - Hartismere",0,0,0,0,0,0,0,0,0,0,0,0,0,0,0,0,0,0,0,0,null,11,"SWT - Roadford",0,0,0,0,0,0]
[11,81,53,"SRN - Hants South",0,0,0,0,115,"WSX - Companywide (WW)",0,0,0,0,0,0,0,0,0,0,0,0,0,0,0,0,0,0,0,0,null,11,"TMS - Henley",0,0,0,0,0,0]
[11,84,117,"YKY - Grid",0,0,0,0,38,"NNE - Kielder",0,0,0,0,0,0,0,0,0,0,0,0,0,0,0,0,0,0,0,0,null,11,"TMS - Slough Wycombe Aylesbury",0,0,0,0,0,0]
[11,87,74,"SVT - Strategic Grid",0,0,0,0,10,"ANH - Central Lincolnshire",0,0,0,0,0,0,0,0,0,0,0,0,0,0,0,0,0,0,0,0,null,11,"UU - Integrated",0,0,0,0,0,0]
[11,89,74,"SVT - Strategic Grid",0,0,0,0,70,"SVT - Rutland",0,0,0,0,0,0,0,0,0,0,0,0,0,0,0,0,0,0,0,0,null,11,"UU - West Cumbria",0,0,0,0,0,0]
[11,92,74,"SVT - Strategic Grid",0,0,0,0,108,"WSH - Ross-on-Wye",0,0,0,0,0,0,0,0,0,0,0,0,0,0,0,0,0,0,0,0,null,11,"WSH - Bala",0,0,0,0,0,0]
[11,96,0,0,0,0,0,0,0,0,0,0,0,0,0,0,0,0,0,0,0,0,0,0,0,0,0,0,0,0,null,11,"WSH - Clwyd Coastal",0,0,0,0,0,0]
[11,98,0,0,0,0,0,0,0,0,0,0,0,0,0,0,0,0,0,0,0,0,0,0,0,0,0,0,0,0,null,11,"WSH - Elan/Builth Wells",0,0,0,0,0,0]
[11,99,0,0,0,0,0,0,0,0,0,0,0,0,0,0,0,0,0,0,0,0,0,0,0,0,0,0,0,0,null,11,"WSH - Hereford C.U. System",0,0,0,0,0,0]
[11,102,0,0,0,0,0,0,0,0,0,0,0,0,0,0,0,0,0,0,0,0,0,0,0,0,0,0,0,0,null,11,"WSH - Mid & South Ceredigion",0,0,0,0,0,0]
[11,105,0,0,0,0,0,0,0,0,0,0,0,0,0,0,0,0,0,0,0,0,0,0,0,0,0,0,0,0,null,11,"WSH - North Eryri / Ynys Mon",0,0,0,0,0,0]
[11,108,0,0,0,0,0,0,0,0,0,0,0,0,0,0,0,0,0,0,0,0,0,0,0,0,0,0,0,0,null,11,"WSH - Ross-on-Wye",0,0,0,0,0,0]
[11,111,0,0,0,0,0,0,0,0,0,0,0,0,0,0,0,0,0,0,0,0,0,0,0,0,0,0,0,0,null,11,"WSH - Tywi C.U. System",0,0,0,0,0,0]
[11,114,0,0,0,0,0,0,0,0,0,0,0,0,0,0,0,0,0,0,0,0,0,0,0,0,0,0,0,0,null,11,"WSH - Whitbourne",0,0,0,0,0,0]
[11,117,0,0,0,0,0,0,0,0,0,0,0,0,0,0,0,0,0,0,0,0,0,0,0,0,0,0,0,0,null,11,"YKY - Grid",0,0,0,0,0,0]
[11,119,0,0,0,0,0,0,0,0,0,0,0,0,0,0,0,0,0,0,0,0,0,0,0,0,0,0,0,0]
[11,120,0,0,0,0,0,0,0,0,0,0,0,0,0,0,0,0,0,0,0,0,0,0,0,0,0,0,0,0]
[11,123,0,0,0,0,0,0,0,0,0,0,0,0,0,0,0,0,0,0,0,0,0,0,0,0,0,0,0,0]
[11,126,0,0,0,0,0,0,0,0,0,0,0,0,0,0,0,0,0,0,0,0,0,0,0,0,0,0,0,0]
[11,129,0,0,0,0,0,0,0,0,0,0,0,0,0,0,0,0,0,0,0,0,0,0,0,0,0,0,0,0]
[11,132,0,0,0,0,0,0,0,0,0,0,0,0,0,0,0,0,0,0,0,0,0,0,0,0,0,0,0,0]
[11,135,0,0,0,0,0,0,0,0,0,0,0,0,0,0,0,0,0,0,0,0,0,0,0,0,0,0,0,0]
[11,138,0,0,0,0,0,0,0,0,0,0,0,0,0,0,0,0,0,0,0,0,0,0,0,0,0,0,0,0]
[11,140,0,0,0,0,0,0,0,0,0,0,0,0,0,0,0,0,0,0,0,0,0,0,0,0,0,0,0,0]
[11,141,0,0,0,0,0,0,0,0,0,0,0,0,0,0,0,0,0,0,0,0,0,0,0,0,0,0,0,0]
[11,144,0,0,0,0,0,0,0,0,0,0,0,0,0,0,0,0,0,0,0,0,0,0,0,0,0,0,0,0]
[11,147,0,0,0,0,0,0,0,0,0,0,0,0,0,0,0,0,0,0,0,0,0,0,0,0,0,0,0,0]
[11,150,0,0,0,0,0,0,0,0,0,0,0,0,0,0,0,0,0,0,0,0,0,0,0,0,0,0,0,0]
[11,153,0,0,0,0,0,0,0,0,0,0,0,0,0,0,0,0,0,0,0,0,0,0,0,0,0,0,0,0]
[12,1,69,"SVT - Nottinghamshire",0,0,0,0,67,"SVT - Newark",0,0,0,0,0,0,0,0,0,0,0,0,0,0,0,0,0,0,0,0,null,12,"AFW - 1 Misbourne",0,0,0,0,0,0]
[12,4,28,"BRL - Bristol",0,0,0,0,63,"SVT - Forest and Stroud",0,0,0,0,0,0,0,0,0,0,0,0,0,0,0,0,0,0,0,0,null,12,"AFW - 4 Pinn",0,0,0,0,0,0]
[12,6,46,"SEW - 4",0,0,0,0,1,"AFW - 1 Misbourne",0,0,0,0,0,0,0,0,0,0,0,0,0,0,0,0,0,0,0,0,null,12,"AFW - 6 Wey",0,0,0,0,0,0]
[12,7,46,"SEW - 4",0,0,0,0,84,"TMS - Slough Wycombe Aylesbury",0,0,0,0,0,0,0,0,0,0,0,0,0,0,0,0,0,0,0,0,null,12,"AFW - 7 Dour",0,0,0,0,0,0]
[12,10,46,"SEW - 4",0,0,0,0,51,"SRN - Hants Andover",0,0,0,0,0,0,0,0,0,0,0,0,0,0,0,0,0,0,0,0,null,12,"ANH - Central Lincolnshire",0,0,0,0,0,0]
[12,13,46,"SEW - 4",0,0,0,0,81,"TMS - Henley",0,0,0,0,0,0,0,0,0,0,0,0,0,0,0,0,0,0,0,0,null,12,"ANH - East Suffolk",0,0,0,0,0,0]
[12,16,44,"SEW - 2",0,0,0,0,41,"SES - East Surrey",0,0,0,0,0,0,0,0,0,0,0,0,0,0,0,0,0,0,0,0,null,12,"ANH - Hartlepool",0,0,0,0,0,0]
[12,19,59,"SRN - Sussex North",0,0,0,0,41,"SES - East Surrey",0,0,0,0,0,0,0,0,0,0,0,0,0,0,0,0,0,0,0,0,null,12,"ANH - Norfolk Rural",0,0,0,0,0,0]
[12,22,59,"SRN - Sussex North",0,0,0,0,39,"PRT - Companywide (portsmouth)",0,0,0,0,0,0,0,0,0,0,0,0,0,0,0,0,0,0,0,0,null,12,"ANH - Ruthamford North",0,0,0,0,0,0]
[12,25,53,"SRN - Hants South",0,0,0,0,51,"SRN - Hants Andover",0,0,0,0,0,0,0,0,0,0,0,0,0,0,0,0,0,0,0,0,null,12,"ANH - SUDBURY",0,0,0,0,0,0]
[12,28,53,"SRN - Hants South",0,0,0,0,39,"PRT - Companywide (portsmouth)",0,0,0,0,0,0,0,0,0,0,0,0,0,0,0,0,0,0,0,0,null,12,"BRL - Bristol",0,0,0,0,0,0]
[12,29,55,"SRN - Kent Medway",0,0,0,0,34,"ESK - Essex",0,0,0,0,0,0,0,0,0,0,0,0,0,0,0,0,0,0,0,0,null,12,"CAM - Cambridge",0,0,0,0,0,0]
[12,31,60,"SRN - Sussex Worthing",0,0,0,0,47,"SEW - 5",0,0,0,0,0,0,0,0,0,0,0,0,0,0,0,0,0,0,0,0,null,12,"DVW - Chester",0,0,0,0,0,0]
[12,34,83,"TMS - London",0,0,0,0,34,"ESK - Essex",0,0,0,0,0,0,0,0,0,0,0,0,0,0,0,0,0,0,0,0,null,12,"ESK - Essex",0,0,0,0,0,0]
[12,37,83,"TMS - London",0,0,0,0,41,"SES - East Surrey",0,0,0,0,0,0,0,0,0,0,0,0,0,0,0,0,0,0,0,0,null,12,"NNE - Berwick-Fowberry",0,0,0,0,0,0]
[12,40,48,"SEW - 6",0,0,0,0,34,"ESK - Essex",0,0,0,0,0,0,0,0,0,0,0,0,0,0,0,0,0,0,0,0,null,12,"SBW - Companywide (SBW)",0,0,0,0,0,0]
[12,43,4,"AFW - 4 Pinn",0,0,0,0,2,"AFW - 2 Colne",0,0,0,0,0,0,0,0,0,0,0,0,0,0,0,0,0,0,0,0,null,12,"SEW - 1",0,0,0,0,0,0]
[12,46,4,"AFW - 4 Pinn",0,0,0,0,41,"SES - East Surrey",0,0,0,0,0,0,0,0,0,0,0,0,0,0,0,0,0,0,0,0,null,12,"SEW - 4",0,0,0,0,0,0]
[12,47,4,"AFW - 4 Pinn",0,0,0,0,80,"TMS - Guildford",0,0,0,0,0,0,0,0,0,0,0,0,0,0,0,0,0,0,0,0,null,12,"SEW - 5",0,0,0,0,0,0]
[12,50,6,"AFW - 6 Wey",0,0,0,0,1,"AFW - 1 Misbourne",0,0,0,0,0,0,0,0,0,0,0,0,0,0,0,0,0,0,0,0,null,12,"SEW - 8",0,0,0,0,0,0]
[12,52,6,"AFW - 6 Wey",0,0,0,0,41,"SES - East Surrey",0,0,0,0,0,0,0,0,0,0,0,0,0,0,0,0,0,0,0,0,null,12,"SRN - Hants Kingsclere",0,0,0,0,0,0]
[12,55,6,"AFW - 6 Wey",0,0,0,0,82,"TMS - Kennet Valley",0,0,0,0,0,0,0,0,0,0,0,0,0,0,0,0,0,0,0,0,null,12,"SRN - Kent Medway",0,0,0,0,0,0]
[12,58,21,"ANH - Norwich and the Broads",0,0,0,0,19,"ANH - Norfolk Rural",0,0,0,0,0,0,0,0,0,0,0,0,0,0,0,0,0,0,0,0,null,12,"SRN - Sussex Hastings",0,0,0,0,0,0]
[12,61,21,"ANH - Norwich and the Broads",0,0,0,0,35,"ESK - Hartismere",0,0,0,0,0,0,0,0,0,0,0,0,0,0,0,0,0,0,0,0,null,12,"SSC - South Staffordshire",0,0,0,0,0,0]
[12,64,3,"AFW - 3 Lee",0,0,0,0,1,"AFW - 1 Misbourne",0,0,0,0,0,0,0,0,0,0,0,0,0,0,0,0,0,0,0,0,null,12,"SVT - Kinsall",0,0,0,0,0,0]
[12,67,74,"SVT - Strategic Grid",0,0,0,0,73,"SVT - Stafford",0,0,0,0,0,0,0,0,0,0,0,0,0,0,0,0,0,0,0,0,null,12,"SVT - Newark",0,0,0,0,0,0]
[12,68,74,"SVT - Strategic Grid",0,0,0,0,64,"SVT - Kinsall",0,0,0,0,0,0,0,0,0,0,0,0,0,0,0,0,0,0,0,0,null,12,"SVT - North Staffs",0,0,0,0,0,0]
[12,71,74,"SVT - Strategic Grid",0,0,0,0,61,"SSC - South Staffordshire",0,0,0,0,0,0,0,0,0,0,0,0,0,0,0,0,0,0,0,0,null,12,"SVT - Ruyton",0,0,0,0,0,0]
[12,73,74,"SVT - Strategic Grid",0,0,0,0,62,"SVT - Bishops Castle",0,0,0,0,0,0,0,0,0,0,0,0,0,0,0,0,0,0,0,0,null,12,"SVT - Stafford",0,0,0,0,0,0]
[12,77,13,"ANH - East Suffolk",0,0,0,0,8,"AFW - 8 Brett",0,0,0,0,0,0,0,0,0,0,0,0,0,0,0,0,0,0,0,0,null,12,"SWT - Colliford",0,0,0,0,0,0]
[12,80,28,"BRL - Bristol",0,0,0,0,115,"WSX - Companywide (WW)",0,0,0,0,0,0,0,0,0,0,0,0,0,0,0,0,0,0,0,0,null,12,"TMS - Guildford",0,0,0,0,0,0]
[12,82,117,"YKY - Grid",0,0,0,0,116,"YKY - East SWZ",0,0,0,0,0,0,0,0,0,0,0,0,0,0,0,0,0,0,0,0,null,12,"TMS - Kennet Valley",0,0,0,0,0,0]
[12,85,117,"YKY - Grid",0,0,0,0,87,"UU - Integrated",0,0,0,0,0,0,0,0,0,0,0,0,0,0,0,0,0,0,0,0,null,12,"TMS - SWOX",0,0,0,0,0,0]
[12,88,74,"SVT - Strategic Grid",0,0,0,0,68,"SVT - North Staffs",0,0,0,0,0,0,0,0,0,0,0,0,0,0,0,0,0,0,0,0,null,12,"UU - North Eden",0,0,0,0,0,0]
[12,89,74,"SVT - Strategic Grid",0,0,0,0,70,"SVT - Rutland",0,0,0,0,0,0,0,0,0,0,0,0,0,0,0,0,0,0,0,0,null,12,"UU - West Cumbria",0,0,0,0,0,0]
[12,92,74,"SVT - Strategic Grid",0,0,0,0,108,"WSH - Ross-on-Wye",0,0,0,0,0,0,0,0,0,0,0,0,0,0,0,0,0,0,0,0,null,12,"WSH - Bala",0,0,0,0,0,0]
[12,94,0,0,0,0,0,0,0,0,0,0,0,0,0,0,0,0,0,0,0,0,0,0,0,0,0,0,0,0,null,12,"WSH - Blaenau Ffestiniog",0,0,0,0,0,0]
[12,98,0,0,0,0,0,0,0,0,0,0,0,0,0,0,0,0,0,0,0,0,0,0,0,0,0,0,0,0,null,12,"WSH - Elan/Builth Wells",0,0,0,0,0,0]
[12,101,0,0,0,0,0,0,0,0,0,0,0,0,0,0,0,0,0,0,0,0,0,0,0,0,0,0,0,0,null,12,"WSH - Llyswen",0,0,0,0,0,0]
[12,104,0,0,0,0,0,0,0,0,0,0,0,0,0,0,0,0,0,0,0,0,0,0,0,0,0,0,0,0,null,12,"WSH - North Ceredigion",0,0,0,0,0,0]
[12,106,0,0,0,0,0,0,0,0,0,0,0,0,0,0,0,0,0,0,0,0,0,0,0,0,0,0,0,0,null,12,"WSH - Pembrokeshire",0,0,0,0,0,0]
[12,109,0,0,0,0,0,0,0,0,0,0,0,0,0,0,0,0,0,0,0,0,0,0,0,0,0,0,0,0,null,12,"WSH - SE Wales C.U. System",0,0,0,0,0,0]
[12,110,0,0,0,0,0,0,0,0,0,0,0,0,0,0,0,0,0,0,0,0,0,0,0,0,0,0,0,0,null,12,"WSH - South Meirionydd",0,0,0,0,0,0]
[12,113,0,0,0,0,0,0,0,0,0,0,0,0,0,0,0,0,0,0,0,0,0,0,0,0,0,0,0,0,null,12,"WSH - Vowchurch",0,0,0,0,0,0]
[12,115,0,0,0,0,0,0,0,0,0,0,0,0,0,0,0,0,0,0,0,0,0,0,0,0,0,0,0,0,null,12,"WSX - Companywide (WW)",0,0,0,0,0,0]
[12,119,0,0,0,0,0,0,0,0,0,0,0,0,0,0,0,0,0,0,0,0,0,0,0,0,0,0,0,0]
[12,122,0,0,0,0,0,0,0,0,0,0,0,0,0,0,0,0,0,0,0,0,0,0,0,0,0,0,0,0]
[12,125,0,0,0,0,0,0,0,0,0,0,0,0,0,0,0,0,0,0,0,0,0,0,0,0,0,0,0,0]
[12,127,0,0,0,0,0,0,0,0,0,0,0,0,0,0,0,0,0,0,0,0,0,0,0,0,0,0,0,0]
[12,130,0,0,0,0,0,0,0,0,0,0,0,0,0,0,0,0,0,0,0,0,0,0,0,0,0,0,0,0]
[12,131,0,0,0,0,0,0,0,0,0,0,0,0,0,0,0,0,0,0,0,0,0,0,0,0,0,0,0,0]
[12,134,0,0,0,0,0,0,0,0,0,0,0,0,0,0,0,0,0,0,0,0,0,0,0,0,0,0,0,0]
[12,136,0,0,0,0,0,0,0,0,0,0,0,0,0,0,0,0,0,0,0,0,0,0,0,0,0,0,0,0]
[12,140,0,0,0,0,0,0,0,0,0,0,0,0,0,0,0,0,0,0,0,0,0,0,0,0,0,0,0,0]
[12,143,0,0,0,0,0,0,0,0,0,0,0,0,0,0,0,0,0,0,0,0,0,0,0,0,0,0,0,0]
[12,146,0,0,0,0,0,0,0,0,0,0,0,0,0,0,0,0,0,0,0,0,0,0,0,0,0,0,0,0]
[12,149,0,0,0,0,0,0,0,0,0,0,0,0,0,0,0,0,0,0,0,0,0,0,0,0,0,0,0,0]
[12,150,0,0,0,0,0,0,0,0,0,0,0,0,0,0,0,0,0,0,0,0,0,0,0,0,0,0,0,0]
[12,152,0,0,0,0,0,0,0,0,0,0,0,0,0,0,0,0,0,0,0,0,0,0,0,0,0,0,0,0]
[]
[13,3,69,"SVT - Nottinghamshire",0,0,0,0,10,"ANH - Central Lincolnshire",0,0,0,0,0,0,0,0,0,0,0,0,0,0,0,0,0,0,0,0,null,13,"AFW - 3 Lee",0,0,0,0,0,0]
[13,6,46,"SEW - 4",0,0,0,0,1,"AFW - 1 Misbourne",0,0,0,0,0,0,0,0,0,0,0,0,0,0,0,0,0,0,0,0,null,13,"AFW - 6 Wey",0,0,0,0,0,0]
[13,9,46,"SEW - 4",0,0,0,0,80,"TMS - Guildford",0,0,0,0,0,0,0,0,0,0,0,0,0,0,0,0,0,0,0,0,null,13,"ANH - Central Essex",0,0,0,0,0,0]
[13,12,46,"SEW - 4",0,0,0,0,82,"TMS - Kennet Valley",0,0,0,0,0,0,0,0,0,0,0,0,0,0,0,0,0,0,0,0,null,13,"ANH - East Lincolnshire",0,0,0,0,0,0]
[13,15,44,"SEW - 2",0,0,0,0,58,"SRN - Sussex Hastings",0,0,0,0,0,0,0,0,0,0,0,0,0,0,0,0,0,0,0,0,null,13,"ANH - Fenland",0,0,0,0,0,0]
[13,16,44,"SEW - 2",0,0,0,0,41,"SES - East Surrey",0,0,0,0,0,0,0,0,0,0,0,0,0,0,0,0,0,0,0,0,null,13,"ANH - Hartlepool",0,0,0,0,0,0]
[13,18,57,"SRN - Sussex Brighton",0,0,0,0,80,"TMS - Guildford",0,0,0,0,0,0,0,0,0,0,0,0,0,0,0,0,0,0,0,0,null,13,"ANH - NEWMARKET",0,0,0,0,0,0]
[13,21,59,"SRN - Sussex North",0,0,0,0,80,"TMS - Guildford",0,0,0,0,0,0,0,0,0,0,0,0,0,0,0,0,0,0,0,0,null,13,"ANH - Norwich and the Broads",0,0,0,0,0,0]
[13,24,53,"SRN - Hants South",0,0,0,0,40,"SBW - Companywide (SBW)",0,0,0,0,0,0,0,0,0,0,0,0,0,0,0,0,0,0,0,0,null,13,"ANH - South Essex",0,0,0,0,0,0]
[13,27,53,"SRN - Hants South",0,0,0,0,30,"CHL - Cholderton & District",0,0,0,0,0,0,0,0,0,0,0,0,0,0,0,0,0,0,0,0,null,13,"ANH - WEST SUFFOLK",0,0,0,0,0,0]
[13,30,60,"SRN - Sussex Worthing",0,0,0,0,41,"SES - East Surrey",0,0,0,0,0,0,0,0,0,0,0,0,0,0,0,0,0,0,0,0,null,13,"CHL - Cholderton & District",0,0,0,0,0,0]
[13,33,60,"SRN - Sussex Worthing",0,0,0,0,39,"PRT - Companywide (portsmouth)",0,0,0,0,0,0,0,0,0,0,0,0,0,0,0,0,0,0,0,0,null,13,"ESK - Blyth",0,0,0,0,0,0]
[13,36,83,"TMS - London",0,0,0,0,1,"AFW - 1 Misbourne",0,0,0,0,0,0,0,0,0,0,0,0,0,0,0,0,0,0,0,0,null,13,"ESK - Northern & Central",0,0,0,0,0,0]
[13,37,83,"TMS - London",0,0,0,0,41,"SES - East Surrey",0,0,0,0,0,0,0,0,0,0,0,0,0,0,0,0,0,0,0,0,null,13,"NNE - Berwick-Fowberry",0,0,0,0,0,0]
[13,39,50,"SEW - 8",0,0,0,0,58,"SRN - Sussex Hastings",0,0,0,0,0,0,0,0,0,0,0,0,0,0,0,0,0,0,0,0,null,13,"PRT - Companywide (portsmouth)",0,0,0,0,0,0]
[13,42,48,"SEW - 6",0,0,0,0,41,"SES - East Surrey",0,0,0,0,0,0,0,0,0,0,0,0,0,0,0,0,0,0,0,0,null,13,"SES - Sutton",0,0,0,0,0,0]
[13,45,4,"AFW - 4 Pinn",0,0,0,0,84,"TMS - Slough Wycombe Aylesbury",0,0,0,0,0,0,0,0,0,0,0,0,0,0,0,0,0,0,0,0,null,13,"SEW - 3",0,0,0,0,0,0]
[13,48,4,"AFW - 4 Pinn",0,0,0,0,81,"TMS - Henley",0,0,0,0,0,0,0,0,0,0,0,0,0,0,0,0,0,0,0,0,null,13,"SEW - 6",0,0,0,0,0,0]
[13,51,6,"AFW - 6 Wey",0,0,0,0,84,"TMS - Slough Wycombe Aylesbury",0,0,0,0,0,0,0,0,0,0,0,0,0,0,0,0,0,0,0,0,null,13,"SRN - Hants Andover",0,0,0,0,0,0]
[13,54,6,"AFW - 6 Wey",0,0,0,0,80,"TMS - Guildford",0,0,0,0,0,0,0,0,0,0,0,0,0,0,0,0,0,0,0,0,null,13,"SRN - Isle of Wight",0,0,0,0,0,0]
[13,57,21,"ANH - Norwich and the Broads",0,0,0,0,36,"ESK - Northern & Central",0,0,0,0,0,0,0,0,0,0,0,0,0,0,0,0,0,0,0,0,null,13,"SRN - Sussex Brighton",0,0,0,0,0,0]
[13,58,21,"ANH - Norwich and the Broads",0,0,0,0,19,"ANH - Norfolk Rural",0,0,0,0,0,0,0,0,0,0,0,0,0,0,0,0,0,0,0,0,null,13,"SRN - Sussex Hastings",0,0,0,0,0,0]
[13,60,21,"ANH - Norwich and the Broads",0,0,0,0,33,"ESK - Blyth",0,0,0,0,0,0,0,0,0,0,0,0,0,0,0,0,0,0,0,0,null,13,"SRN - Sussex Worthing",0,0,0,0,0,0]
[13,63,3,"AFW - 3 Lee",0,0,0,0,2,"AFW - 2 Colne",0,0,0,0,0,0,0,0,0,0,0,0,0,0,0,0,0,0,0,0,null,13,"SVT - Forest and Stroud",0,0,0,0,0,0]
[13,67,74,"SVT - Strategic Grid",0,0,0,0,73,"SVT - Stafford",0,0,0,0,0,0,0,0,0,0,0,0,0,0,0,0,0,0,0,0,null,13,"SVT - Newark",0,0,0,0,0,0]
[13,69,74,"SVT - Strategic Grid",0,0,0,0,72,"SVT - Shelton",0,0,0,0,0,0,0,0,0,0,0,0,0,0,0,0,0,0,0,0,null,13,"SVT - Nottinghamshire",0,0,0,0,0,0]
[13,72,74,"SVT - Strategic Grid",0,0,0,0,76,"SVT - Wolverhampton",0,0,0,0,0,0,0,0,0,0,0,0,0,0,0,0,0,0,0,0,null,13,"SVT - Shelton",0,0,0,0,0,0]
[13,75,74,"SVT - Strategic Grid",0,0,0,0,107,"WSH - Pilleth",0,0,0,0,0,0,0,0,0,0,0,0,0,0,0,0,0,0,0,0,null,13,"SVT - Whitchurch and Wem",0,0,0,0,0,0]
[13,78,13,"ANH - East Suffolk",0,0,0,0,35,"ESK - Hartismere",0,0,0,0,0,0,0,0,0,0,0,0,0,0,0,0,0,0,0,0,null,13,"SWT - Roadford",0,0,0,0,0,0]
[13,79,13,"ANH - East Suffolk",0,0,0,0,25,"ANH - SUDBURY",0,0,0,0,0,0,0,0,0,0,0,0,0,0,0,0,0,0,0,0,null,13,"SWT - Wimbleball",0,0,0,0,0,0]
[13,81,53,"SRN - Hants South",0,0,0,0,115,"WSX - Companywide (WW)",0,0,0,0,0,0,0,0,0,0,0,0,0,0,0,0,0,0,0,0,null,13,"TMS - Henley",0,0,0,0,0,0]
[13,84,117,"YKY - Grid",0,0,0,0,38,"NNE - Kielder",0,0,0,0,0,0,0,0,0,0,0,0,0,0,0,0,0,0,0,0,null,13,"TMS - Slough Wycombe Aylesbury",0,0,0,0,0,0]
[13,88,74,"SVT - Strategic Grid",0,0,0,0,68,"SVT - North Staffs",0,0,0,0,0,0,0,0,0,0,0,0,0,0,0,0,0,0,0,0,null,13,"UU - North Eden",0,0,0,0,0,0]
[13,90,74,"SVT - Strategic Grid",0,0,0,0,63,"SVT - Forest and Stroud",0,0,0,0,0,0,0,0,0,0,0,0,0,0,0,0,0,0,0,0,null,13,"VWP - Tidworth",0,0,0,0,0,0]
[13,93,0,0,0,0,0,0,0,0,0,0,0,0,0,0,0,0,0,0,0,0,0,0,0,0,0,0,0,0,null,13,"WSH - Barmouth",0,0,0,0,0,0]
[13,96,0,0,0,0,0,0,0,0,0,0,0,0,0,0,0,0,0,0,0,0,0,0,0,0,0,0,0,0,null,13,"WSH - Clwyd Coastal",0,0,0,0,0,0]
[13,99,0,0,0,0,0,0,0,0,0,0,0,0,0,0,0,0,0,0,0,0,0,0,0,0,0,0,0,0,null,13,"WSH - Hereford C.U. System",0,0,0,0,0,0]
[13,100,0,0,0,0,0,0,0,0,0,0,0,0,0,0,0,0,0,0,0,0,0,0,0,0,0,0,0,0,null,13,"WSH - Lleyn / Harlech",0,0,0,0,0,0]
[13,102,0,0,0,0,0,0,0,0,0,0,0,0,0,0,0,0,0,0,0,0,0,0,0,0,0,0,0,0,null,13,"WSH - Mid & South Ceredigion",0,0,0,0,0,0]
[13,105,0,0,0,0,0,0,0,0,0,0,0,0,0,0,0,0,0,0,0,0,0,0,0,0,0,0,0,0,null,13,"WSH - North Eryri / Ynys Mon",0,0,0,0,0,0]
[13,109,0,0,0,0,0,0,0,0,0,0,0,0,0,0,0,0,0,0,0,0,0,0,0,0,0,0,0,0,null,13,"WSH - SE Wales C.U. System",0,0,0,0,0,0]
[13,111,0,0,0,0,0,0,0,0,0,0,0,0,0,0,0,0,0,0,0,0,0,0,0,0,0,0,0,0,null,13,"WSH - Tywi C.U. System",0,0,0,0,0,0]
[13,114,0,0,0,0,0,0,0,0,0,0,0,0,0,0,0,0,0,0,0,0,0,0,0,0,0,0,0,0,null,13,"WSH - Whitbourne",0,0,0,0,0,0]
[13,117,0,0,0,0,0,0,0,0,0,0,0,0,0,0,0,0,0,0,0,0,0,0,0,0,0,0,0,0,null,13,"YKY - Grid",0,0,0,0,0,0]
[13,120,0,0,0,0,0,0,0,0,0,0,0,0,0,0,0,0,0,0,0,0,0,0,0,0,0,0,0,0]
[13,121,0,0,0,0,0,0,0,0,0,0,0,0,0,0,0,0,0,0,0,0,0,0,0,0,0,0,0,0]
[13,123,0,0,0,0,0,0,0,0,0,0,0,0,0,0,0,0,0,0,0,0,0,0,0,0,0,0,0,0]
[13,127,0,0,0,0,0,0,0,0,0,0,0,0,0,0,0,0,0,0,0,0,0,0,0,0,0,0,0,0]
[13,130,0,0,0,0,0,0,0,0,0,0,0,0,0,0,0,0,0,0,0,0,0,0,0,0,0,0,0,0]
[13,132,0,0,0,0,0,0,0,0,0,0,0,0,0,0,0,0,0,0,0,0,0,0,0,0,0,0,0,0]
[13,136,0,0,0,0,0,0,0,0,0,0,0,0,0,0,0,0,0,0,0,0,0,0,0,0,0,0,0,0]
[13,137,0,0,0,0,0,0,0,0,0,0,0,0,0,0,0,0,0,0,0,0,0,0,0,0,0,0,0,0]
[13,141,0,0,0,0,0,0,0,0,0,0,0,0,0,0,0,0,0,0,0,0,0,0,0,0,0,0,0,0]
[13,142,0,0,0,0,0,0,0,0,0,0,0,0,0,0,0,0,0,0,0,0,0,0,0,0,0,0,0,0]
[13,144,0,0,0,0,0,0,0,0,0,0,0,0,0,0,0,0,0,0,0,0,0,0,0,0,0,0,0,0]
[13,148,0,0,0,0,0,0,0,0,0,0,0,0,0,0,0,0,0,0,0,0,0,0,0,0,0,0,0,0]
[13,151,0,0,0,0,0,0,0,0,0,0,0,0,0,0,0,0,0,0,0,0,0,0,0,0,0,0,0,0]
[13,153,0,0,0,0,0,0,0,0,0,0,0,0,0,0,0,0,0,0,0,0,0,0,0,0,0,0,0,0]
[14,2,69,"SVT - Nottinghamshire",0,0,0,0,26,"ANH - West Lincolnshire",0,0,0,0,0,0,0,0,0,0,0,0,0,0,0,0,0,0,0,0,null,14,"AFW - 2 Colne",0,0,0,0,0,0]
[14,3,69,"SVT - Nottinghamshire",0,0,0,0,10,"ANH - Central Lincolnshire",0,0,0,0,0,0,0,0,0,0,0,0,0,0,0,0,0,0,0,0,null,14,"AFW - 3 Lee",0,0,0,0,0,0]
[14,7,46,"SEW - 4",0,0,0,0,84,"TMS - Slough Wycombe Aylesbury",0,0,0,0,0,0,0,0,0,0,0,0,0,0,0,0,0,0,0,0,null,14,"AFW - 7 Dour",0,0,0,0,0,0]
[14,8,46,"SEW - 4",0,0,0,0,47,"SEW - 5",0,0,0,0,0,0,0,0,0,0,0,0,0,0,0,0,0,0,0,0,null,14,"AFW - 8 Brett",0,0,0,0,0,0]
[14,10,46,"SEW - 4",0,0,0,0,51,"SRN - Hants Andover",0,0,0,0,0,0,0,0,0,0,0,0,0,0,0,0,0,0,0,0,null,14,"ANH - Central Lincolnshire",0,0,0,0,0,0]
[14,14,45,"SEW - 3",0,0,0,0,58,"SRN - Sussex Hastings",0,0,0,0,0,0,0,0,0,0,0,0,0,0,0,0,0,0,0,0,null,14,"ANH - ELY",0,0,0,0,0,0]
[14,17,57,"SRN - Sussex Brighton",0,0,0,0,41,"SES - East Surrey",0,0,0,0,0,0,0,0,0,0,0,0,0,0,0,0,0,0,0,0,null,14,"ANH - Hunstanton",0,0,0,0,0,0]
[14,19,59,"SRN - Sussex North",0,0,0,0,41,"SES - East Surrey",0,0,0,0,0,0,0,0,0,0,0,0,0,0,0,0,0,0,0,0,null,14,"ANH - Norfolk Rural",0,0,0,0,0,0]
[14,23,53,"SRN - Hants South",0,0,0,0,47,"SEW - 5",0,0,0,0,0,0,0,0,0,0,0,0,0,0,0,0,0,0,0,0,null,14,"ANH - Ruthamford South",0,0,0,0,0,0]
[14,24,53,"SRN - Hants South",0,0,0,0,40,"SBW - Companywide (SBW)",0,0,0,0,0,0,0,0,0,0,0,0,0,0,0,0,0,0,0,0,null,14,"ANH - South Essex",0,0,0,0,0,0]
[14,26,53,"SRN - Hants South",0,0,0,0,52,"SRN - Hants Kingsclere",0,0,0,0,0,0,0,0,0,0,0,0,0,0,0,0,0,0,0,0,null,14,"ANH - West Lincolnshire",0,0,0,0,0,0]
[14,29,55,"SRN - Kent Medway",0,0,0,0,34,"ESK - Essex",0,0,0,0,0,0,0,0,0,0,0,0,0,0,0,0,0,0,0,0,null,14,"CAM - Cambridge",0,0,0,0,0,0]
[14,33,60,"SRN - Sussex Worthing",0,0,0,0,39,"PRT - Companywide (portsmouth)",0,0,0,0,0,0,0,0,0,0,0,0,0,0,0,0,0,0,0,0,null,14,"ESK - Blyth",0,0,0,0,0,0]
[14,35,83,"TMS - London",0,0,0,0,2,"AFW - 2 Colne",0,0,0,0,0,0,0,0,0,0,0,0,0,0,0,0,0,0,0,0,null,14,"ESK - Hartismere",0,0,0,0,0,0]
[14,38,49,"SEW - 7",0,0,0,0,58,"SRN - Sussex Hastings",0,0,0,0,0,0,0,0,0,0,0,0,0,0,0,0,0,0,0,0,null,14,"NNE - Kielder",0,0,0,0,0,0]
[14,40,48,"SEW - 6",0,0,0,0,34,"ESK - Essex",0,0,0,0,0,0,0,0,0,0,0,0,0,0,0,0,0,0,0,0,null,14,"SBW - Companywide (SBW)",0,0,0,0,0,0]
[14,44,4,"AFW - 4 Pinn",0,0,0,0,1,"AFW - 1 Misbourne",0,0,0,0,0,0,0,0,0,0,0,0,0,0,0,0,0,0,0,0,null,14,"SEW - 2",0,0,0,0,0,0]
[14,45,4,"AFW - 4 Pinn",0,0,0,0,84,"TMS - Slough Wycombe Aylesbury",0,0,0,0,0,0,0,0,0,0,0,0,0,0,0,0,0,0,0,0,null,14,"SEW - 3",0,0,0,0,0,0]
[14,47,4,"AFW - 4 Pinn",0,0,0,0,80,"TMS - Guildford",0,0,0,0,0,0,0,0,0,0,0,0,0,0,0,0,0,0,0,0,null,14,"SEW - 5",0,0,0,0,0,0]
[14,50,6,"AFW - 6 Wey",0,0,0,0,1,"AFW - 1 Misbourne",0,0,0,0,0,0,0,0,0,0,0,0,0,0,0,0,0,0,0,0,null,14,"SEW - 8",0,0,0,0,0,0]
[14,54,6,"AFW - 6 Wey",0,0,0,0,80,"TMS - Guildford",0,0,0,0,0,0,0,0,0,0,0,0,0,0,0,0,0,0,0,0,null,14,"SRN - Isle of Wight",0,0,0,0,0,0]
[14,56,6,"AFW - 6 Wey",0,0,0,0,81,"TMS - Henley",0,0,0,0,0,0,0,0,0,0,0,0,0,0,0,0,0,0,0,0,null,14,"SRN - Kent Thannet",0,0,0,0,0,0]
[14,59,21,"ANH - Norwich and the Broads",0,0,0,0,20,"ANH - North Norfolk Coast",0,0,0,0,0,0,0,0,0,0,0,0,0,0,0,0,0,0,0,0,null,14,"SRN - Sussex North",0,0,0,0,0,0]
[14,61,21,"ANH - Norwich and the Broads",0,0,0,0,35,"ESK - Hartismere",0,0,0,0,0,0,0,0,0,0,0,0,0,0,0,0,0,0,0,0,null,14,"SSC - South Staffordshire",0,0,0,0,0,0]
[14,65,3,"AFW - 3 Lee",0,0,0,0,84,"TMS - Slough Wycombe Aylesbury",0,0,0,0,0,0,0,0,0,0,0,0,0,0,0,0,0,0,0,0,null,14,"SVT - Llandinam and Llanwrin",0,0,0,0,0,0]
[14,66,74,"SVT - Strategic Grid",0,0,0,0,75,"SVT - Whitchurch and Wem",0,0,0,0,0,0,0,0,0,0,0,0,0,0,0,0,0,0,0,0,null,14,"SVT - Mardy",0,0,0,0,0,0]
[14,68,74,"SVT - Strategic Grid",0,0,0,0,64,"SVT - Kinsall",0,0,0,0,0,0,0,0,0,0,0,0,0,0,0,0,0,0,0,0,null,14,"SVT - North Staffs",0,0,0,0,0,0]
[14,71,74,"SVT - Strategic Grid",0,0,0,0,61,"SSC - South Staffordshire",0,0,0,0,0,0,0,0,0,0,0,0,0,0,0,0,0,0,0,0,null,14,"SVT - Ruyton",0,0,0,0,0,0]
[14,75,74,"SVT - Strategic Grid",0,0,0,0,107,"WSH - Pilleth",0,0,0,0,0,0,0,0,0,0,0,0,0,0,0,0,0,0,0,0,null,14,"SVT - Whitchurch and Wem",0,0,0,0,0,0]
[14,77,13,"ANH - East Suffolk",0,0,0,0,8,"AFW - 8 Brett",0,0,0,0,0,0,0,0,0,0,0,0,0,0,0,0,0,0,0,0,null,14,"SWT - Colliford",0,0,0,0,0,0]
[14,80,28,"BRL - Bristol",0,0,0,0,115,"WSX - Companywide (WW)",0,0,0,0,0,0,0,0,0,0,0,0,0,0,0,0,0,0,0,0,null,14,"TMS - Guildford",0,0,0,0,0,0]
[14,83,117,"YKY - Grid",0,0,0,0,26,"ANH - West Lincolnshire",0,0,0,0,0,0,0,0,0,0,0,0,0,0,0,0,0,0,0,0,null,14,"TMS - London",0,0,0,0,0,0]
[14,86,74,"SVT - Strategic Grid",0,0,0,0,22,"ANH - Ruthamford North",0,0,0,0,0,0,0,0,0,0,0,0,0,0,0,0,0,0,0,0,null,14,"UU - Carlisle",0,0,0,0,0,0]
[14,87,74,"SVT - Strategic Grid",0,0,0,0,10,"ANH - Central Lincolnshire",0,0,0,0,0,0,0,0,0,0,0,0,0,0,0,0,0,0,0,0,null,14,"UU - Integrated",0,0,0,0,0,0]
[14,89,74,"SVT - Strategic Grid",0,0,0,0,70,"SVT - Rutland",0,0,0,0,0,0,0,0,0,0,0,0,0,0,0,0,0,0,0,0,null,14,"UU - West Cumbria",0,0,0,0,0,0]
[14,92,74,"SVT - Strategic Grid",0,0,0,0,108,"WSH - Ross-on-Wye",0,0,0,0,0,0,0,0,0,0,0,0,0,0,0,0,0,0,0,0,null,14,"WSH - Bala",0,0,0,0,0,0]
[14,96,0,0,0,0,0,0,0,0,0,0,0,0,0,0,0,0,0,0,0,0,0,0,0,0,0,0,0,0,null,14,"WSH - Clwyd Coastal",0,0,0,0,0,0]
[14,98,0,0,0,0,0,0,0,0,0,0,0,0,0,0,0,0,0,0,0,0,0,0,0,0,0,0,0,0,null,14,"WSH - Elan/Builth Wells",0,0,0,0,0,0]
[14,101,0,0,0,0,0,0,0,0,0,0,0,0,0,0,0,0,0,0,0,0,0,0,0,0,0,0,0,0,null,14,"WSH - Llyswen",0,0,0,0,0,0]
[14,103,0,0,0,0,0,0,0,0,0,0,0,0,0,0,0,0,0,0,0,0,0,0,0,0,0,0,0,0,null,14,"WSH - Monmouth",0,0,0,0,0,0]
[14,107,0,0,0,0,0,0,0,0,0,0,0,0,0,0,0,0,0,0,0,0,0,0,0,0,0,0,0,0,null,14,"WSH - Pilleth",0,0,0,0,0,0]
[14,108,0,0,0,0,0,0,0,0,0,0,0,0,0,0,0,0,0,0,0,0,0,0,0,0,0,0,0,0,null,14,"WSH - Ross-on-Wye",0,0,0,0,0,0]
[14,110,0,0,0,0,0,0,0,0,0,0,0,0,0,0,0,0,0,0,0,0,0,0,0,0,0,0,0,0,null,14,"WSH - South Meirionydd",0,0,0,0,0,0]
[14,113,0,0,0,0,0,0,0,0,0,0,0,0,0,0,0,0,0,0,0,0,0,0,0,0,0,0,0,0,null,14,"WSH - Vowchurch",0,0,0,0,0,0]
[14,117,0,0,0,0,0,0,0,0,0,0,0,0,0,0,0,0,0,0,0,0,0,0,0,0,0,0,0,0,null,14,"YKY - Grid",0,0,0,0,0,0]
[14,119,0,0,0,0,0,0,0,0,0,0,0,0,0,0,0,0,0,0,0,0,0,0,0,0,0,0,0,0]
[14,122,0,0,0,0,0,0,0,0,0,0,0,0,0,0,0,0,0,0,0,0,0,0,0,0,0,0,0,0]
[14,124,0,0,0,0,0,0,0,0,0,0,0,0,0,0,0,0,0,0,0,0,0,0,0,0,0,0,0,0]
[14,128,0,0,0,0,0,0,0,0,0,0,0,0,0,0,0,0,0,0,0,0,0,0,0,0,0,0,0,0]
[14,129,0,0,0,0,0,0,0,0,0,0,0,0,0,0,0,0,0,0,0,0,0,0,0,0,0,0,0,0]
[14,131,0,0,0,0,0,0,0,0,0,0,0,0,0,0,0,0,0,0,0,0,0,0,0,0,0,0,0,0]
[14,134,0,0,0,0,0,0,0,0,0,0,0,0,0,0,0,0,0,0,0,0,0,0,0,0,0,0,0,0]
[14,138,0,0,0,0,0,0,0,0,0,0,0,0,0,0,0,0,0,0,0,0,0,0,0,0,0,0,0,0]
[14,140,0,0,0,0,0,0,0,0,0,0,0,0,0,0,0,0,0,0,0,0,0,0,0,0,0,0,0,0]
[14,143,0,0,0,0,0,0,0,0,0,0,0,0,0,0,0,0,0,0,0,0,0,0,0,0,0,0,0,0]
[14,145,0,0,0,0,0,0,0,0,0,0,0,0,0,0,0,0,0,0,0,0,0,0,0,0,0,0,0,0]
[14,149,0,0,0,0,0,0,0,0,0,0,0,0,0,0,0,0,0,0,0,0,0,0,0,0,0,0,0,0]
[14,150,0,0,0,0,0,0,0,0,0,0,0,0,0,0,0,0,0,0,0,0,0,0,0,0,0,0,0,0]
[14,152,0,0,0,0,0,0,0,0,0,0,0,0,0,0,0,0,0,0,0,0,0,0,0,0,0,0,0,0]
[]
[15,4,28,"BRL - Bristol",0,0,0,0,63,"SVT - Forest and Stroud",0,0,0,0,0,0,0,0,0,0,0,0,0,0,0,0,0,0,0,0,null,15,"AFW - 4 Pinn",0,0,0,0,0,0]
[15,6,46,"SEW - 4",0,0,0,0,1,"AFW - 1 Misbourne",0,0,0,0,0,0,0,0,0,0,0,0,0,0,0,0,0,0,0,0,null,15,"AFW - 6 Wey",0,0,0,0,0,0]
[15,9,46,"SEW - 4",0,0,0,0,80,"TMS - Guildford",0,0,0,0,0,0,0,0,0,0,0,0,0,0,0,0,0,0,0,0,null,15,"ANH - Central Essex",0,0,0,0,0,0]
[15,11,46,"SEW - 4",0,0,0,0,52,"SRN - Hants Kingsclere",0,0,0,0,0,0,0,0,0,0,0,0,0,0,0,0,0,0,0,0,null,15,"ANH - CHEVELEY",0,0,0,0,0,0]
[15,15,44,"SEW - 2",0,0,0,0,58,"SRN - Sussex Hastings",0,0,0,0,0,0,0,0,0,0,0,0,0,0,0,0,0,0,0,0,null,15,"ANH - Fenland",0,0,0,0,0,0]
[15,16,44,"SEW - 2",0,0,0,0,41,"SES - East Surrey",0,0,0,0,0,0,0,0,0,0,0,0,0,0,0,0,0,0,0,0,null,15,"ANH - Hartlepool",0,0,0,0,0,0]
[15,20,59,"SRN - Sussex North",0,0,0,0,47,"SEW - 5",0,0,0,0,0,0,0,0,0,0,0,0,0,0,0,0,0,0,0,0,null,15,"ANH - North Norfolk Coast",0,0,0,0,0,0]
[15,21,59,"SRN - Sussex North",0,0,0,0,80,"TMS - Guildford",0,0,0,0,0,0,0,0,0,0,0,0,0,0,0,0,0,0,0,0,null,15,"ANH - Norwich and the Broads",0,0,0,0,0,0]
[15,25,53,"SRN - Hants South",0,0,0,0,51,"SRN - Hants Andover",0,0,0,0,0,0,0,0,0,0,0,0,0,0,0,0,0,0,0,0,null,15,"ANH - SUDBURY",0,0,0,0,0,0]
[15,27,53,"SRN - Hants South",0,0,0,0,30,"CHL - Cholderton & District",0,0,0,0,0,0,0,0,0,0,0,0,0,0,0,0,0,0,0,0,null,15,"ANH - WEST SUFFOLK",0,0,0,0,0,0]
[15,30,60,"SRN - Sussex Worthing",0,0,0,0,41,"SES - East Surrey",0,0,0,0,0,0,0,0,0,0,0,0,0,0,0,0,0,0,0,0,null,15,"CHL - Cholderton & District",0,0,0,0,0,0]
[15,32,60,"SRN - Sussex Worthing",0,0,0,0,80,"TMS - Guildford",0,0,0,0,0,0,0,0,0,0,0,0,0,0,0,0,0,0,0,0,null,15,"DVW - Wrexham",0,0,0,0,0,0]
[15,36,83,"TMS - London",0,0,0,0,1,"AFW - 1 Misbourne",0,0,0,0,0,0,0,0,0,0,0,0,0,0,0,0,0,0,0,0,null,15,"ESK - Northern & Central",0,0,0,0,0,0]
[15,37,83,"TMS - London",0,0,0,0,41,"SES - East Surrey",0,0,0,0,0,0,0,0,0,0,0,0,0,0,0,0,0,0,0,0,null,15,"NNE - Berwick-Fowberry",0,0,0,0,0,0]
[15,41,48,"SEW - 6",0,0,0,0,58,"SRN - Sussex Hastings",0,0,0,0,0,0,0,0,0,0,0,0,0,0,0,0,0,0,0,0,null,15,"SES - East Surrey",0,0,0,0,0,0]
[15,42,48,"SEW - 6",0,0,0,0,41,"SES - East Surrey",0,0,0,0,0,0,0,0,0,0,0,0,0,0,0,0,0,0,0,0,null,15,"SES - Sutton",0,0,0,0,0,0]
[15,46,4,"AFW - 4 Pinn",0,0,0,0,41,"SES - East Surrey",0,0,0,0,0,0,0,0,0,0,0,0,0,0,0,0,0,0,0,0,null,15,"SEW - 4",0,0,0,0,0,0]
[15,48,4,"AFW - 4 Pinn",0,0,0,0,81,"TMS - Henley",0,0,0,0,0,0,0,0,0,0,0,0,0,0,0,0,0,0,0,0,null,15,"SEW - 6",0,0,0,0,0,0]
[15,51,6,"AFW - 6 Wey",0,0,0,0,84,"TMS - Slough Wycombe Aylesbury",0,0,0,0,0,0,0,0,0,0,0,0,0,0,0,0,0,0,0,0,null,15,"SRN - Hants Andover",0,0,0,0,0,0]
[15,53,6,"AFW - 6 Wey",0,0,0,0,47,"SEW - 5",0,0,0,0,0,0,0,0,0,0,0,0,0,0,0,0,0,0,0,0,null,15,"SRN - Hants South",0,0,0,0,0,0]
[15,57,21,"ANH - Norwich and the Broads",0,0,0,0,36,"ESK - Northern & Central",0,0,0,0,0,0,0,0,0,0,0,0,0,0,0,0,0,0,0,0,null,15,"SRN - Sussex Brighton",0,0,0,0,0,0]
[15,58,21,"ANH - Norwich and the Broads",0,0,0,0,19,"ANH - Norfolk Rural",0,0,0,0,0,0,0,0,0,0,0,0,0,0,0,0,0,0,0,0,null,15,"SRN - Sussex Hastings",0,0,0,0,0,0]
[15,62,3,"AFW - 3 Lee",0,0,0,0,29,"CAM - Cambridge",0,0,0,0,0,0,0,0,0,0,0,0,0,0,0,0,0,0,0,0,null,15,"SVT - Bishops Castle",0,0,0,0,0,0]
[15,63,3,"AFW - 3 Lee",0,0,0,0,2,"AFW - 2 Colne",0,0,0,0,0,0,0,0,0,0,0,0,0,0,0,0,0,0,0,0,null,15,"SVT - Forest and Stroud",0,0,0,0,0,0]
[15,67,74,"SVT - Strategic Grid",0,0,0,0,73,"SVT - Stafford",0,0,0,0,0,0,0,0,0,0,0,0,0,0,0,0,0,0,0,0,null,15,"SVT - Newark",0,0,0,0,0,0]
[15,69,74,"SVT - Strategic Grid",0,0,0,0,72,"SVT - Shelton",0,0,0,0,0,0,0,0,0,0,0,0,0,0,0,0,0,0,0,0,null,15,"SVT - Nottinghamshire",0,0,0,0,0,0]
[15,73,74,"SVT - Strategic Grid",0,0,0,0,62,"SVT - Bishops Castle",0,0,0,0,0,0,0,0,0,0,0,0,0,0,0,0,0,0,0,0,null,15,"SVT - Stafford",0,0,0,0,0,0]
[15,74,74,"SVT - Strategic Grid",0,0,0,0,99,"WSH - Hereford C.U. System",0,0,0,0,0,0,0,0,0,0,0,0,0,0,0,0,0,0,0,0,null,15,"SVT - Strategic Grid",0,0,0,0,0,0]
[15,78,13,"ANH - East Suffolk",0,0,0,0,35,"ESK - Hartismere",0,0,0,0,0,0,0,0,0,0,0,0,0,0,0,0,0,0,0,0,null,15,"SWT - Roadford",0,0,0,0,0,0]
[15,79,13,"ANH - East Suffolk",0,0,0,0,25,"ANH - SUDBURY",0,0,0,0,0,0,0,0,0,0,0,0,0,0,0,0,0,0,0,0,null,15,"SWT - Wimbleball",0,0,0,0,0,0]
[15,83,117,"YKY - Grid",0,0,0,0,26,"ANH - West Lincolnshire",0,0,0,0,0,0,0,0,0,0,0,0,0,0,0,0,0,0,0,0,null,15,"TMS - London",0,0,0,0,0,0]
[15,84,117,"YKY - Grid",0,0,0,0,38,"NNE - Kielder",0,0,0,0,0,0,0,0,0,0,0,0,0,0,0,0,0,0,0,0,null,15,"TMS - Slough Wycombe Aylesbury",0,0,0,0,0,0]
[15,88,74,"SVT - Strategic Grid",0,0,0,0,68,"SVT - North Staffs",0,0,0,0,0,0,0,0,0,0,0,0,0,0,0,0,0,0,0,0,null,15,"UU - North Eden",0,0,0,0,0,0]
[15,90,74,"SVT - Strategic Grid",0,0,0,0,63,"SVT - Forest and Stroud",0,0,0,0,0,0,0,0,0,0,0,0,0,0,0,0,0,0,0,0,null,15,"VWP - Tidworth",0,0,0,0,0,0]
[15,94,0,0,0,0,0,0,0,0,0,0,0,0,0,0,0,0,0,0,0,0,0,0,0,0,0,0,0,0,null,15,"WSH - Blaenau Ffestiniog",0,0,0,0,0,0]
[15,95,0,0,0,0,0,0,0,0,0,0,0,0,0,0,0,0,0,0,0,0,0,0,0,0,0,0,0,0,null,15,"WSH - Brecon / Portis",0,0,0,0,0,0]
[15,99,0,0,0,0,0,0,0,0,0,0,0,0,0,0,0,0,0,0,0,0,0,0,0,0,0,0,0,0,null,15,"WSH - Hereford C.U. System",0,0,0,0,0,0]
[15,100,0,0,0,0,0,0,0,0,0,0,0,0,0,0,0,0,0,0,0,0,0,0,0,0,0,0,0,0,null,15,"WSH - Lleyn / Harlech",0,0,0,0,0,0]
[15,104,0,0,0,0,0,0,0,0,0,0,0,0,0,0,0,0,0,0,0,0,0,0,0,0,0,0,0,0,null,15,"WSH - North Ceredigion",0,0,0,0,0,0]
[15,106,0,0,0,0,0,0,0,0,0,0,0,0,0,0,0,0,0,0,0,0,0,0,0,0,0,0,0,0,null,15,"WSH - Pembrokeshire",0,0,0,0,0,0]
[15,109,0,0,0,0,0,0,0,0,0,0,0,0,0,0,0,0,0,0,0,0,0,0,0,0,0,0,0,0,null,15,"WSH - SE Wales C.U. System",0,0,0,0,0,0]
[15,111,0,0,0,0,0,0,0,0,0,0,0,0,0,0,0,0,0,0,0,0,0,0,0,0,0,0,0,0,null,15,"WSH - Tywi C.U. System",0,0,0,0,0,0]
[15,115,0,0,0,0,0,0,0,0,0,0,0,0,0,0,0,0,0,0,0,0,0,0,0,0,0,0,0,0,null,15,"WSX - Companywide (WW)",0,0,0,0,0,0]
[15,116,0,0,0,0,0,0,0,0,0,0,0,0,0,0,0,0,0,0,0,0,0,0,0,0,0,0,0,0,null,15,"YKY - East SWZ",0,0,0,0,0,0]
[15,120,0,0,0,0,0,0,0,0,0,0,0,0,0,0,0,0,0,0,0,0,0,0,0,0,0,0,0,0]
[15,121,0,0,0,0,0,0,0,0,0,0,0,0,0,0,0,0,0,0,0,0,0,0,0,0,0,0,0,0]
[15,125,0,0,0,0,0,0,0,0,0,0,0,0,0,0,0,0,0,0,0,0,0,0,0,0,0,0,0,0]
[15,127,0,0,0,0,0,0,0,0,0,0,0,0,0,0,0,0,0,0,0,0,0,0,0,0,0,0,0,0]
[15,130,0,0,0,0,0,0,0,0,0,0,0,0,0,0,0,0,0,0,0,0,0,0,0,0,0,0,0,0]
[15,132,0,0,0,0,0,0,0,0,0,0,0,0,0,0,0,0,0,0,0,0,0,0,0,0,0,0,0,0]
[15,136,0,0,0,0,0,0,0,0,0,0,0,0,0,0,0,0,0,0,0,0,0,0,0,0,0,0,0,0]
[15,139,0,0,0,0,0,0,0,0,0,0,0,0,0,0,0,0,0,0,0,0,0,0,0,0,0,0,0,0]
[15,141,0,0,0,0,0,0,0,0,0,0,0,0,0,0,0,0,0,0,0,0,0,0,0,0,0,0,0,0]
[15,142,0,0,0,0,0,0,0,0,0,0,0,0,0,0,0,0,0,0,0,0,0,0,0,0,0,0,0,0]
[15,146,0,0,0,0,0,0,0,0,0,0,0,0,0,0,0,0,0,0,0,0,0,0,0,0,0,0,0,0]
[15,148,0,0,0,0,0,0,0,0,0,0,0,0,0,0,0,0,0,0,0,0,0,0,0,0,0,0,0,0]
[15,151,0,0,0,0,0,0,0,0,0,0,0,0,0,0,0,0,0,0,0,0,0,0,0,0,0,0,0,0]
[15,153,0,0,0,0,0,0,0,0,0,0,0,0,0,0,0,0,0,0,0,0,0,0,0,0,0,0,0,0]
[16,2,69,"SVT - Nottinghamshire",0,0,0,0,26,"ANH - West Lincolnshire",0,0,0,0,0,0,0,0,0,0,0,0,0,0,0,0,0,0,0,0,null,16,"AFW - 2 Colne",0,0,0,0,0,0]
[16,5,28,"BRL - Bristol",0,0,0,0,103,"WSH - Monmouth",0,0,0,0,0,0,0,0,0,0,0,0,0,0,0,0,0,0,0,0,null,16,"AFW - 5 Stort",0,0,0,0,0,0]
[16,7,46,"SEW - 4",0,0,0,0,84,"TMS - Slough Wycombe Aylesbury",0,0,0,0,0,0,0,0,0,0,0,0,0,0,0,0,0,0,0,0,null,16,"AFW - 7 Dour",0,0,0,0,0,0]
[16,8,46,"SEW - 4",0,0,0,0,47,"SEW - 5",0,0,0,0,0,0,0,0,0,0,0,0,0,0,0,0,0,0,0,0,null,16,"AFW - 8 Brett",0,0,0,0,0,0]
[16,12,46,"SEW - 4",0,0,0,0,82,"TMS - Kennet Valley",0,0,0,0,0,0,0,0,0,0,0,0,0,0,0,0,0,0,0,0,null,16,"ANH - East Lincolnshire",0,0,0,0,0,0]
[16,14,45,"SEW - 3",0,0,0,0,58,"SRN - Sussex Hastings",0,0,0,0,0,0,0,0,0,0,0,0,0,0,0,0,0,0,0,0,null,16,"ANH - ELY",0,0,0,0,0,0]
[16,17,57,"SRN - Sussex Brighton",0,0,0,0,41,"SES - East Surrey",0,0,0,0,0,0,0,0,0,0,0,0,0,0,0,0,0,0,0,0,null,16,"ANH - Hunstanton",0,0,0,0,0,0]
[16,19,59,"SRN - Sussex North",0,0,0,0,41,"SES - East Surrey",0,0,0,0,0,0,0,0,0,0,0,0,0,0,0,0,0,0,0,0,null,16,"ANH - Norfolk Rural",0,0,0,0,0,0]
[16,23,53,"SRN - Hants South",0,0,0,0,47,"SEW - 5",0,0,0,0,0,0,0,0,0,0,0,0,0,0,0,0,0,0,0,0,null,16,"ANH - Ruthamford South",0,0,0,0,0,0]
[16,26,53,"SRN - Hants South",0,0,0,0,52,"SRN - Hants Kingsclere",0,0,0,0,0,0,0,0,0,0,0,0,0,0,0,0,0,0,0,0,null,16,"ANH - West Lincolnshire",0,0,0,0,0,0]
[16,28,53,"SRN - Hants South",0,0,0,0,39,"PRT - Companywide (portsmouth)",0,0,0,0,0,0,0,0,0,0,0,0,0,0,0,0,0,0,0,0,null,16,"BRL - Bristol",0,0,0,0,0,0]
[16,29,55,"SRN - Kent Medway",0,0,0,0,34,"ESK - Essex",0,0,0,0,0,0,0,0,0,0,0,0,0,0,0,0,0,0,0,0,null,16,"CAM - Cambridge",0,0,0,0,0,0]
[16,33,60,"SRN - Sussex Worthing",0,0,0,0,39,"PRT - Companywide (portsmouth)",0,0,0,0,0,0,0,0,0,0,0,0,0,0,0,0,0,0,0,0,null,16,"ESK - Blyth",0,0,0,0,0,0]
[16,35,83,"TMS - London",0,0,0,0,2,"AFW - 2 Colne",0,0,0,0,0,0,0,0,0,0,0,0,0,0,0,0,0,0,0,0,null,16,"ESK - Hartismere",0,0,0,0,0,0]
[16,38,49,"SEW - 7",0,0,0,0,58,"SRN - Sussex Hastings",0,0,0,0,0,0,0,0,0,0,0,0,0,0,0,0,0,0,0,0,null,16,"NNE - Kielder",0,0,0,0,0,0]
[16,40,48,"SEW - 6",0,0,0,0,34,"ESK - Essex",0,0,0,0,0,0,0,0,0,0,0,0,0,0,0,0,0,0,0,0,null,16,"SBW - Companywide (SBW)",0,0,0,0,0,0]
[16,44,4,"AFW - 4 Pinn",0,0,0,0,1,"AFW - 1 Misbourne",0,0,0,0,0,0,0,0,0,0,0,0,0,0,0,0,0,0,0,0,null,16,"SEW - 2",0,0,0,0,0,0]
[16,47,4,"AFW - 4 Pinn",0,0,0,0,80,"TMS - Guildford",0,0,0,0,0,0,0,0,0,0,0,0,0,0,0,0,0,0,0,0,null,16,"SEW - 5",0,0,0,0,0,0]
[16,49,6,"AFW - 6 Wey",0,0,0,0,2,"AFW - 2 Colne",0,0,0,0,0,0,0,0,0,0,0,0,0,0,0,0,0,0,0,0,null,16,"SEW - 7",0,0,0,0,0,0]
[16,50,6,"AFW - 6 Wey",0,0,0,0,1,"AFW - 1 Misbourne",0,0,0,0,0,0,0,0,0,0,0,0,0,0,0,0,0,0,0,0,null,16,"SEW - 8",0,0,0,0,0,0]
[16,53,6,"AFW - 6 Wey",0,0,0,0,47,"SEW - 5",0,0,0,0,0,0,0,0,0,0,0,0,0,0,0,0,0,0,0,0,null,16,"SRN - Hants South",0,0,0,0,0,0]
[16,56,6,"AFW - 6 Wey",0,0,0,0,81,"TMS - Henley",0,0,0,0,0,0,0,0,0,0,0,0,0,0,0,0,0,0,0,0,null,16,"SRN - Kent Thannet",0,0,0,0,0,0]
[16,59,21,"ANH - Norwich and the Broads",0,0,0,0,20,"ANH - North Norfolk Coast",0,0,0,0,0,0,0,0,0,0,0,0,0,0,0,0,0,0,0,0,null,16,"SRN - Sussex North",0,0,0,0,0,0]
[16,61,21,"ANH - Norwich and the Broads",0,0,0,0,35,"ESK - Hartismere",0,0,0,0,0,0,0,0,0,0,0,0,0,0,0,0,0,0,0,0,null,16,"SSC - South Staffordshire",0,0,0,0,0,0]
[16,65,3,"AFW - 3 Lee",0,0,0,0,84,"TMS - Slough Wycombe Aylesbury",0,0,0,0,0,0,0,0,0,0,0,0,0,0,0,0,0,0,0,0,null,16,"SVT - Llandinam and Llanwrin",0,0,0,0,0,0]
[16,68,74,"SVT - Strategic Grid",0,0,0,0,64,"SVT - Kinsall",0,0,0,0,0,0,0,0,0,0,0,0,0,0,0,0,0,0,0,0,null,16,"SVT - North Staffs",0,0,0,0,0,0]
[16,70,74,"SVT - Strategic Grid",0,0,0,0,71,"SVT - Ruyton",0,0,0,0,0,0,0,0,0,0,0,0,0,0,0,0,0,0,0,0,null,16,"SVT - Rutland",0,0,0,0,0,0]
[16,71,74,"SVT - Strategic Grid",0,0,0,0,61,"SSC - South Staffordshire",0,0,0,0,0,0,0,0,0,0,0,0,0,0,0,0,0,0,0,0,null,16,"SVT - Ruyton",0,0,0,0,0,0]
[16,74,74,"SVT - Strategic Grid",0,0,0,0,99,"WSH - Hereford C.U. System",0,0,0,0,0,0,0,0,0,0,0,0,0,0,0,0,0,0,0,0,null,16,"SVT - Strategic Grid",0,0,0,0,0,0]
[16,77,13,"ANH - East Suffolk",0,0,0,0,8,"AFW - 8 Brett",0,0,0,0,0,0,0,0,0,0,0,0,0,0,0,0,0,0,0,0,null,16,"SWT - Colliford",0,0,0,0,0,0]
[16,80,28,"BRL - Bristol",0,0,0,0,115,"WSX - Companywide (WW)",0,0,0,0,0,0,0,0,0,0,0,0,0,0,0,0,0,0,0,0,null,16,"TMS - Guildford",0,0,0,0,0,0]
[16,82,117,"YKY - Grid",0,0,0,0,116,"YKY - East SWZ",0,0,0,0,0,0,0,0,0,0,0,0,0,0,0,0,0,0,0,0,null,16,"TMS - Kennet Valley",0,0,0,0,0,0]
[16,86,74,"SVT - Strategic Grid",0,0,0,0,22,"ANH - Ruthamford North",0,0,0,0,0,0,0,0,0,0,0,0,0,0,0,0,0,0,0,0,null,16,"UU - Carlisle",0,0,0,0,0,0]
[16,89,74,"SVT - Strategic Grid",0,0,0,0,70,"SVT - Rutland",0,0,0,0,0,0,0,0,0,0,0,0,0,0,0,0,0,0,0,0,null,16,"UU - West Cumbria",0,0,0,0,0,0]
[16,91,74,"SVT - Strategic Grid",0,0,0,0,87,"UU - Integrated",0,0,0,0,0,0,0,0,0,0,0,0,0,0,0,0,0,0,0,0,null,16,"WSH - Alwen /Dee",0,0,0,0,0,0]
[16,92,74,"SVT - Strategic Grid",0,0,0,0,108,"WSH - Ross-on-Wye",0,0,0,0,0,0,0,0,0,0,0,0,0,0,0,0,0,0,0,0,null,16,"WSH - Bala",0,0,0,0,0,0]
[16,96,0,0,0,0,0,0,0,0,0,0,0,0,0,0,0,0,0,0,0,0,0,0,0,0,0,0,0,0,null,16,"WSH - Clwyd Coastal",0,0,0,0,0,0]
[16,98,0,0,0,0,0,0,0,0,0,0,0,0,0,0,0,0,0,0,0,0,0,0,0,0,0,0,0,0,null,16,"WSH - Elan/Builth Wells",0,0,0,0,0,0]
[16,101,0,0,0,0,0,0,0,0,0,0,0,0,0,0,0,0,0,0,0,0,0,0,0,0,0,0,0,0,null,16,"WSH - Llyswen",0,0,0,0,0,0]
[16,103,0,0,0,0,0,0,0,0,0,0,0,0,0,0,0,0,0,0,0,0,0,0,0,0,0,0,0,0,null,16,"WSH - Monmouth",0,0,0,0,0,0]
[16,107,0,0,0,0,0,0,0,0,0,0,0,0,0,0,0,0,0,0,0,0,0,0,0,0,0,0,0,0,null,16,"WSH - Pilleth",0,0,0,0,0,0]
[16,110,0,0,0,0,0,0,0,0,0,0,0,0,0,0,0,0,0,0,0,0,0,0,0,0,0,0,0,0,null,16,"WSH - South Meirionydd",0,0,0,0,0,0]
[16,112,0,0,0,0,0,0,0,0,0,0,0,0,0,0,0,0,0,0,0,0,0,0,0,0,0,0,0,0,null,16,"WSH - Tywyn / Aberdyfi",0,0,0,0,0,0]
[16,113,0,0,0,0,0,0,0,0,0,0,0,0,0,0,0,0,0,0,0,0,0,0,0,0,0,0,0,0,null,16,"WSH - Vowchurch",0,0,0,0,0,0]
[16,117,0,0,0,0,0,0,0,0,0,0,0,0,0,0,0,0,0,0,0,0,0,0,0,0,0,0,0,0,null,16,"YKY - Grid",0,0,0,0,0,0]
[16,119,0,0,0,0,0,0,0,0,0,0,0,0,0,0,0,0,0,0,0,0,0,0,0,0,0,0,0,0]
[16,122,0,0,0,0,0,0,0,0,0,0,0,0,0,0,0,0,0,0,0,0,0,0,0,0,0,0,0,0]
[16,126,0,0,0,0,0,0,0,0,0,0,0,0,0,0,0,0,0,0,0,0,0,0,0,0,0,0,0,0]
[16,128,0,0,0,0,0,0,0,0,0,0,0,0,0,0,0,0,0,0,0,0,0,0,0,0,0,0,0,0]
[16,131,0,0,0,0,0,0,0,0,0,0,0,0,0,0,0,0,0,0,0,0,0,0,0,0,0,0,0,0]
[16,133,0,0,0,0,0,0,0,0,0,0,0,0,0,0,0,0,0,0,0,0,0,0,0,0,0,0,0,0]
[16,134,0,0,0,0,0,0,0,0,0,0,0,0,0,0,0,0,0,0,0,0,0,0,0,0,0,0,0,0]
[16,138,0,0,0,0,0,0,0,0,0,0,0,0,0,0,0,0,0,0,0,0,0,0,0,0,0,0,0,0]
[16,140,0,0,0,0,0,0,0,0,0,0,0,0,0,0,0,0,0,0,0,0,0,0,0,0,0,0,0,0]
[16,143,0,0,0,0,0,0,0,0,0,0,0,0,0,0,0,0,0,0,0,0,0,0,0,0,0,0,0,0]
[16,147,0,0,0,0,0,0,0,0,0,0,0,0,0,0,0,0,0,0,0,0,0,0,0,0,0,0,0,0]
[16,149,0,0,0,0,0,0,0,0,0,0,0,0,0,0,0,0,0,0,0,0,0,0,0,0,0,0,0,0]
[16,150,0,0,0,0,0,0,0,0,0,0,0,0,0,0,0,0,0,0,0,0,0,0,0,0,0,0,0,0]
[16,154,0,0,0,0,0,0,0,0,0,0,0,0,0,0,0,0,0,0,0,0,0,0,0,0,0,0,0,0]
[]
[17,4,28,"BRL - Bristol",0,0,0,0,63,"SVT - Forest and Stroud",0,0,0,0,0,0,0,0,0,0,0,0,0,0,0,0,0,0,0,0,null,17,"AFW - 4 Pinn",0,0,0,0,0,0]
[17,6,46,"SEW - 4",0,0,0,0,1,"AFW - 1 Misbourne",0,0,0,0,0,0,0,0,0,0,0,0,0,0,0,0,0,0,0,0,null,17,"AFW - 6 Wey",0,0,0,0,0,0]
[17,9,46,"SEW - 4",0,0,0,0,80,"TMS - Guildford",0,0,0,0,0,0,0,0,0,0,0,0,0,0,0,0,0,0,0,0,null,17,"ANH - Central Essex",0,0,0,0,0,0]
[17,13,46,"SEW - 4",0,0,0,0,81,"TMS - Henley",0,0,0,0,0,0,0,0,0,0,0,0,0,0,0,0,0,0,0,0,null,17,"ANH - East Suffolk",0,0,0,0,0,0]
[17,15,44,"SEW - 2",0,0,0,0,58,"SRN - Sussex Hastings",0,0,0,0,0,0,0,0,0,0,0,0,0,0,0,0,0,0,0,0,null,17,"ANH - Fenland",0,0,0,0,0,0]
[17,16,44,"SEW - 2",0,0,0,0,41,"SES - East Surrey",0,0,0,0,0,0,0,0,0,0,0,0,0,0,0,0,0,0,0,0,null,17,"ANH - Hartlepool",0,0,0,0,0,0]
[17,20,59,"SRN - Sussex North",0,0,0,0,47,"SEW - 5",0,0,0,0,0,0,0,0,0,0,0,0,0,0,0,0,0,0,0,0,null,17,"ANH - North Norfolk Coast",0,0,0,0,0,0]
[17,21,59,"SRN - Sussex North",0,0,0,0,80,"TMS - Guildford",0,0,0,0,0,0,0,0,0,0,0,0,0,0,0,0,0,0,0,0,null,17,"ANH - Norwich and the Broads",0,0,0,0,0,0]
[17,25,53,"SRN - Hants South",0,0,0,0,51,"SRN - Hants Andover",0,0,0,0,0,0,0,0,0,0,0,0,0,0,0,0,0,0,0,0,null,17,"ANH - SUDBURY",0,0,0,0,0,0]
[17,27,53,"SRN - Hants South",0,0,0,0,30,"CHL - Cholderton & District",0,0,0,0,0,0,0,0,0,0,0,0,0,0,0,0,0,0,0,0,null,17,"ANH - WEST SUFFOLK",0,0,0,0,0,0]
[17,31,60,"SRN - Sussex Worthing",0,0,0,0,47,"SEW - 5",0,0,0,0,0,0,0,0,0,0,0,0,0,0,0,0,0,0,0,0,null,17,"DVW - Chester",0,0,0,0,0,0]
[17,34,83,"TMS - London",0,0,0,0,34,"ESK - Essex",0,0,0,0,0,0,0,0,0,0,0,0,0,0,0,0,0,0,0,0,null,17,"ESK - Essex",0,0,0,0,0,0]
[17,36,83,"TMS - London",0,0,0,0,1,"AFW - 1 Misbourne",0,0,0,0,0,0,0,0,0,0,0,0,0,0,0,0,0,0,0,0,null,17,"ESK - Northern & Central",0,0,0,0,0,0]
[17,37,83,"TMS - London",0,0,0,0,41,"SES - East Surrey",0,0,0,0,0,0,0,0,0,0,0,0,0,0,0,0,0,0,0,0,null,17,"NNE - Berwick-Fowberry",0,0,0,0,0,0]
[17,40,48,"SEW - 6",0,0,0,0,34,"ESK - Essex",0,0,0,0,0,0,0,0,0,0,0,0,0,0,0,0,0,0,0,0,null,17,"SBW - Companywide (SBW)",0,0,0,0,0,0]
[17,43,4,"AFW - 4 Pinn",0,0,0,0,2,"AFW - 2 Colne",0,0,0,0,0,0,0,0,0,0,0,0,0,0,0,0,0,0,0,0,null,17,"SEW - 1",0,0,0,0,0,0]
[17,46,4,"AFW - 4 Pinn",0,0,0,0,41,"SES - East Surrey",0,0,0,0,0,0,0,0,0,0,0,0,0,0,0,0,0,0,0,0,null,17,"SEW - 4",0,0,0,0,0,0]
[17,48,4,"AFW - 4 Pinn",0,0,0,0,81,"TMS - Henley",0,0,0,0,0,0,0,0,0,0,0,0,0,0,0,0,0,0,0,0,null,17,"SEW - 6",0,0,0,0,0,0]
[17,52,6,"AFW - 6 Wey",0,0,0,0,41,"SES - East Surrey",0,0,0,0,0,0,0,0,0,0,0,0,0,0,0,0,0,0,0,0,null,17,"SRN - Hants Kingsclere",0,0,0,0,0,0]
[17,55,6,"AFW - 6 Wey",0,0,0,0,82,"TMS - Kennet Valley",0,0,0,0,0,0,0,0,0,0,0,0,0,0,0,0,0,0,0,0,null,17,"SRN - Kent Medway",0,0,0,0,0,0]
[17,57,21,"ANH - Norwich and the Broads",0,0,0,0,36,"ESK - Northern & Central",0,0,0,0,0,0,0,0,0,0,0,0,0,0,0,0,0,0,0,0,null,17,"SRN - Sussex Brighton",0,0,0,0,0,0]
[17,58,21,"ANH - Norwich and the Broads",0,0,0,0,19,"ANH - Norfolk Rural",0,0,0,0,0,0,0,0,0,0,0,0,0,0,0,0,0,0,0,0,null,17,"SRN - Sussex Hastings",0,0,0,0,0,0]
[17,61,21,"ANH - Norwich and the Broads",0,0,0,0,35,"ESK - Hartismere",0,0,0,0,0,0,0,0,0,0,0,0,0,0,0,0,0,0,0,0,null,17,"SSC - South Staffordshire",0,0,0,0,0,0]
[17,64,3,"AFW - 3 Lee",0,0,0,0,1,"AFW - 1 Misbourne",0,0,0,0,0,0,0,0,0,0,0,0,0,0,0,0,0,0,0,0,null,17,"SVT - Kinsall",0,0,0,0,0,0]
[17,67,74,"SVT - Strategic Grid",0,0,0,0,73,"SVT - Stafford",0,0,0,0,0,0,0,0,0,0,0,0,0,0,0,0,0,0,0,0,null,17,"SVT - Newark",0,0,0,0,0,0]
[17,69,74,"SVT - Strategic Grid",0,0,0,0,72,"SVT - Shelton",0,0,0,0,0,0,0,0,0,0,0,0,0,0,0,0,0,0,0,0,null,17,"SVT - Nottinghamshire",0,0,0,0,0,0]
[17,73,74,"SVT - Strategic Grid",0,0,0,0,62,"SVT - Bishops Castle",0,0,0,0,0,0,0,0,0,0,0,0,0,0,0,0,0,0,0,0,null,17,"SVT - Stafford",0,0,0,0,0,0]
[17,76,13,"ANH - East Suffolk",0,0,0,0,33,"ESK - Blyth",0,0,0,0,0,0,0,0,0,0,0,0,0,0,0,0,0,0,0,0,null,17,"SVT - Wolverhampton",0,0,0,0,0,0]
[17,78,13,"ANH - East Suffolk",0,0,0,0,35,"ESK - Hartismere",0,0,0,0,0,0,0,0,0,0,0,0,0,0,0,0,0,0,0,0,null,17,"SWT - Roadford",0,0,0,0,0,0]
[17,79,13,"ANH - East Suffolk",0,0,0,0,25,"ANH - SUDBURY",0,0,0,0,0,0,0,0,0,0,0,0,0,0,0,0,0,0,0,0,null,17,"SWT - Wimbleball",0,0,0,0,0,0]
[17,82,117,"YKY - Grid",0,0,0,0,116,"YKY - East SWZ",0,0,0,0,0,0,0,0,0,0,0,0,0,0,0,0,0,0,0,0,null,17,"TMS - Kennet Valley",0,0,0,0,0,0]
[17,85,117,"YKY - Grid",0,0,0,0,87,"UU - Integrated",0,0,0,0,0,0,0,0,0,0,0,0,0,0,0,0,0,0,0,0,null,17,"TMS - SWOX",0,0,0,0,0,0]
[17,88,74,"SVT - Strategic Grid",0,0,0,0,68,"SVT - North Staffs",0,0,0,0,0,0,0,0,0,0,0,0,0,0,0,0,0,0,0,0,null,17,"UU - North Eden",0,0,0,0,0,0]
[17,91,74,"SVT - Strategic Grid",0,0,0,0,87,"UU - Integrated",0,0,0,0,0,0,0,0,0,0,0,0,0,0,0,0,0,0,0,0,null,17,"WSH - Alwen /Dee",0,0,0,0,0,0]
[17,94,0,0,0,0,0,0,0,0,0,0,0,0,0,0,0,0,0,0,0,0,0,0,0,0,0,0,0,0,null,17,"WSH - Blaenau Ffestiniog",0,0,0,0,0,0]
[17,97,0,0,0,0,0,0,0,0,0,0,0,0,0,0,0,0,0,0,0,0,0,0,0,0,0,0,0,0,null,17,"WSH - Dyffryn Conwy",0,0,0,0,0,0]
[17,99,0,0,0,0,0,0,0,0,0,0,0,0,0,0,0,0,0,0,0,0,0,0,0,0,0,0,0,0,null,17,"WSH - Hereford C.U. System",0,0,0,0,0,0]
[17,100,0,0,0,0,0,0,0,0,0,0,0,0,0,0,0,0,0,0,0,0,0,0,0,0,0,0,0,0,null,17,"WSH - Lleyn / Harlech",0,0,0,0,0,0]
[17,103,0,0,0,0,0,0,0,0,0,0,0,0,0,0,0,0,0,0,0,0,0,0,0,0,0,0,0,0,null,17,"WSH - Monmouth",0,0,0,0,0,0]
[17,106,0,0,0,0,0,0,0,0,0,0,0,0,0,0,0,0,0,0,0,0,0,0,0,0,0,0,0,0,null,17,"WSH - Pembrokeshire",0,0,0,0,0,0]
[17,109,0,0,0,0,0,0,0,0,0,0,0,0,0,0,0,0,0,0,0,0,0,0,0,0,0,0,0,0,null,17,"WSH - SE Wales C.U. System",0,0,0,0,0,0]
[17,112,0,0,0,0,0,0,0,0,0,0,0,0,0,0,0,0,0,0,0,0,0,0,0,0,0,0,0,0,null,17,"WSH - Tywyn / Aberdyfi",0,0,0,0,0,0]
[17,115,0,0,0,0,0,0,0,0,0,0,0,0,0,0,0,0,0,0,0,0,0,0,0,0,0,0,0,0,null,17,"WSX - Companywide (WW)",0,0,0,0,0,0]
[17,118,0,0,0,0,0,0,0,0,0,0,0,0,0,0,0,0,0,0,0,0,0,0,0,0,0,0,0,0]
[17,120,0,0,0,0,0,0,0,0,0,0,0,0,0,0,0,0,0,0,0,0,0,0,0,0,0,0,0,0]
[17,121,0,0,0,0,0,0,0,0,0,0,0,0,0,0,0,0,0,0,0,0,0,0,0,0,0,0,0,0]
[17,124,0,0,0,0,0,0,0,0,0,0,0,0,0,0,0,0,0,0,0,0,0,0,0,0,0,0,0,0]
[17,127,0,0,0,0,0,0,0,0,0,0,0,0,0,0,0,0,0,0,0,0,0,0,0,0,0,0,0,0]
[17,130,0,0,0,0,0,0,0,0,0,0,0,0,0,0,0,0,0,0,0,0,0,0,0,0,0,0,0,0]
[17,133,0,0,0,0,0,0,0,0,0,0,0,0,0,0,0,0,0,0,0,0,0,0,0,0,0,0,0,0]
[17,136,0,0,0,0,0,0,0,0,0,0,0,0,0,0,0,0,0,0,0,0,0,0,0,0,0,0,0,0]
[17,139,0,0,0,0,0,0,0,0,0,0,0,0,0,0,0,0,0,0,0,0,0,0,0,0,0,0,0,0]
[17,141,0,0,0,0,0,0,0,0,0,0,0,0,0,0,0,0,0,0,0,0,0,0,0,0,0,0,0,0]
[17,142,0,0,0,0,0,0,0,0,0,0,0,0,0,0,0,0,0,0,0,0,0,0,0,0,0,0,0,0]
[17,145,0,0,0,0,0,0,0,0,0,0,0,0,0,0,0,0,0,0,0,0,0,0,0,0,0,0,0,0]
[17,148,0,0,0,0,0,0,0,0,0,0,0,0,0,0,0,0,0,0,0,0,0,0,0,0,0,0,0,0]
[17,151,0,0,0,0,0,0,0,0,0,0,0,0,0,0,0,0,0,0,0,0,0,0,0,0,0,0,0,0]
[17,154,0,0,0,0,0,0,0,0,0,0,0,0,0,0,0,0,0,0,0,0,0,0,0,0,0,0,0,0]
[18,2,69,"SVT - Nottinghamshire",0,0,0,0,26,"ANH - West Lincolnshire",0,0,0,0,0,0,0,0,0,0,0,0,0,0,0,0,0,0,0,0,null,18,"AFW - 2 Colne",0,0,0,0,0,0]
[18,5,28,"BRL - Bristol",0,0,0,0,103,"WSH - Monmouth",0,0,0,0,0,0,0,0,0,0,0,0,0,0,0,0,0,0,0,0,null,18,"AFW - 5 Stort",0,0,0,0,0,0]
[18,6,46,"SEW - 4",0,0,0,0,1,"AFW - 1 Misbourne",0,0,0,0,0,0,0,0,0,0,0,0,0,0,0,0,0,0,0,0,null,18,"AFW - 6 Wey",0,0,0,0,0,0]
[18,9,46,"SEW - 4",0,0,0,0,80,"TMS - Guildford",0,0,0,0,0,0,0,0,0,0,0,0,0,0,0,0,0,0,0,0,null,18,"ANH - Central Essex",0,0,0,0,0,0]
[18,11,46,"SEW - 4",0,0,0,0,52,"SRN - Hants Kingsclere",0,0,0,0,0,0,0,0,0,0,0,0,0,0,0,0,0,0,0,0,null,18,"ANH - CHEVELEY",0,0,0,0,0,0]
[18,14,45,"SEW - 3",0,0,0,0,58,"SRN - Sussex Hastings",0,0,0,0,0,0,0,0,0,0,0,0,0,0,0,0,0,0,0,0,null,18,"ANH - ELY",0,0,0,0,0,0]
[18,17,57,"SRN - Sussex Brighton",0,0,0,0,41,"SES - East Surrey",0,0,0,0,0,0,0,0,0,0,0,0,0,0,0,0,0,0,0,0,null,18,"ANH - Hunstanton",0,0,0,0,0,0]
[18,21,59,"SRN - Sussex North",0,0,0,0,80,"TMS - Guildford",0,0,0,0,0,0,0,0,0,0,0,0,0,0,0,0,0,0,0,0,null,18,"ANH - Norwich and the Broads",0,0,0,0,0,0]
[18,23,53,"SRN - Hants South",0,0,0,0,47,"SEW - 5",0,0,0,0,0,0,0,0,0,0,0,0,0,0,0,0,0,0,0,0,null,18,"ANH - Ruthamford South",0,0,0,0,0,0]
[18,26,53,"SRN - Hants South",0,0,0,0,52,"SRN - Hants Kingsclere",0,0,0,0,0,0,0,0,0,0,0,0,0,0,0,0,0,0,0,0,null,18,"ANH - West Lincolnshire",0,0,0,0,0,0]
[18,27,53,"SRN - Hants South",0,0,0,0,30,"CHL - Cholderton & District",0,0,0,0,0,0,0,0,0,0,0,0,0,0,0,0,0,0,0,0,null,18,"ANH - WEST SUFFOLK",0,0,0,0,0,0]
[18,30,60,"SRN - Sussex Worthing",0,0,0,0,41,"SES - East Surrey",0,0,0,0,0,0,0,0,0,0,0,0,0,0,0,0,0,0,0,0,null,18,"CHL - Cholderton & District",0,0,0,0,0,0]
[18,32,60,"SRN - Sussex Worthing",0,0,0,0,80,"TMS - Guildford",0,0,0,0,0,0,0,0,0,0,0,0,0,0,0,0,0,0,0,0,null,18,"DVW - Wrexham",0,0,0,0,0,0]
[18,35,83,"TMS - London",0,0,0,0,2,"AFW - 2 Colne",0,0,0,0,0,0,0,0,0,0,0,0,0,0,0,0,0,0,0,0,null,18,"ESK - Hartismere",0,0,0,0,0,0]
[18,38,49,"SEW - 7",0,0,0,0,58,"SRN - Sussex Hastings",0,0,0,0,0,0,0,0,0,0,0,0,0,0,0,0,0,0,0,0,null,18,"NNE - Kielder",0,0,0,0,0,0]
[18,42,48,"SEW - 6",0,0,0,0,41,"SES - East Surrey",0,0,0,0,0,0,0,0,0,0,0,0,0,0,0,0,0,0,0,0,null,18,"SES - Sutton",0,0,0,0,0,0]
[18,44,4,"AFW - 4 Pinn",0,0,0,0,1,"AFW - 1 Misbourne",0,0,0,0,0,0,0,0,0,0,0,0,0,0,0,0,0,0,0,0,null,18,"SEW - 2",0,0,0,0,0,0]
[18,47,4,"AFW - 4 Pinn",0,0,0,0,80,"TMS - Guildford",0,0,0,0,0,0,0,0,0,0,0,0,0,0,0,0,0,0,0,0,null,18,"SEW - 5",0,0,0,0,0,0]
[18,48,4,"AFW - 4 Pinn",0,0,0,0,81,"TMS - Henley",0,0,0,0,0,0,0,0,0,0,0,0,0,0,0,0,0,0,0,0,null,18,"SEW - 6",0,0,0,0,0,0]
[18,51,6,"AFW - 6 Wey",0,0,0,0,84,"TMS - Slough Wycombe Aylesbury",0,0,0,0,0,0,0,0,0,0,0,0,0,0,0,0,0,0,0,0,null,18,"SRN - Hants Andover",0,0,0,0,0,0]
[18,53,6,"AFW - 6 Wey",0,0,0,0,47,"SEW - 5",0,0,0,0,0,0,0,0,0,0,0,0,0,0,0,0,0,0,0,0,null,18,"SRN - Hants South",0,0,0,0,0,0]
[18,56,6,"AFW - 6 Wey",0,0,0,0,81,"TMS - Henley",0,0,0,0,0,0,0,0,0,0,0,0,0,0,0,0,0,0,0,0,null,18,"SRN - Kent Thannet",0,0,0,0,0,0]
[18,59,21,"ANH - Norwich and the Broads",0,0,0,0,20,"ANH - North Norfolk Coast",0,0,0,0,0,0,0,0,0,0,0,0,0,0,0,0,0,0,0,0,null,18,"SRN - Sussex North",0,0,0,0,0,0]
[18,63,3,"AFW - 3 Lee",0,0,0,0,2,"AFW - 2 Colne",0,0,0,0,0,0,0,0,0,0,0,0,0,0,0,0,0,0,0,0,null,18,"SVT - Forest and Stroud",0,0,0,0,0,0]
[18,65,3,"AFW - 3 Lee",0,0,0,0,84,"TMS - Slough Wycombe Aylesbury",0,0,0,0,0,0,0,0,0,0,0,0,0,0,0,0,0,0,0,0,null,18,"SVT - Llandinam and Llanwrin",0,0,0,0,0,0]
[18,68,74,"SVT - Strategic Grid",0,0,0,0,64,"SVT - Kinsall",0,0,0,0,0,0,0,0,0,0,0,0,0,0,0,0,0,0,0,0,null,18,"SVT - North Staffs",0,0,0,0,0,0]
[18,69,74,"SVT - Strategic Grid",0,0,0,0,72,"SVT - Shelton",0,0,0,0,0,0,0,0,0,0,0,0,0,0,0,0,0,0,0,0,null,18,"SVT - Nottinghamshire",0,0,0,0,0,0]
[18,72,74,"SVT - Strategic Grid",0,0,0,0,76,"SVT - Wolverhampton",0,0,0,0,0,0,0,0,0,0,0,0,0,0,0,0,0,0,0,0,null,18,"SVT - Shelton",0,0,0,0,0,0]
[18,75,74,"SVT - Strategic Grid",0,0,0,0,107,"WSH - Pilleth",0,0,0,0,0,0,0,0,0,0,0,0,0,0,0,0,0,0,0,0,null,18,"SVT - Whitchurch and Wem",0,0,0,0,0,0]
[18,78,13,"ANH - East Suffolk",0,0,0,0,35,"ESK - Hartismere",0,0,0,0,0,0,0,0,0,0,0,0,0,0,0,0,0,0,0,0,null,18,"SWT - Roadford",0,0,0,0,0,0]
[18,81,53,"SRN - Hants South",0,0,0,0,115,"WSX - Companywide (WW)",0,0,0,0,0,0,0,0,0,0,0,0,0,0,0,0,0,0,0,0,null,18,"TMS - Henley",0,0,0,0,0,0]
[18,84,117,"YKY - Grid",0,0,0,0,38,"NNE - Kielder",0,0,0,0,0,0,0,0,0,0,0,0,0,0,0,0,0,0,0,0,null,18,"TMS - Slough Wycombe Aylesbury",0,0,0,0,0,0]
[18,86,74,"SVT - Strategic Grid",0,0,0,0,22,"ANH - Ruthamford North",0,0,0,0,0,0,0,0,0,0,0,0,0,0,0,0,0,0,0,0,null,18,"UU - Carlisle",0,0,0,0,0,0]
[18,89,74,"SVT - Strategic Grid",0,0,0,0,70,"SVT - Rutland",0,0,0,0,0,0,0,0,0,0,0,0,0,0,0,0,0,0,0,0,null,18,"UU - West Cumbria",0,0,0,0,0,0]
[18,90,74,"SVT - Strategic Grid",0,0,0,0,63,"SVT - Forest and Stroud",0,0,0,0,0,0,0,0,0,0,0,0,0,0,0,0,0,0,0,0,null,18,"VWP - Tidworth",0,0,0,0,0,0]
[18,93,0,0,0,0,0,0,0,0,0,0,0,0,0,0,0,0,0,0,0,0,0,0,0,0,0,0,0,0,null,18,"WSH - Barmouth",0,0,0,0,0,0]
[18,96,0,0,0,0,0,0,0,0,0,0,0,0,0,0,0,0,0,0,0,0,0,0,0,0,0,0,0,0,null,18,"WSH - Clwyd Coastal",0,0,0,0,0,0]
[18,99,0,0,0,0,0,0,0,0,0,0,0,0,0,0,0,0,0,0,0,0,0,0,0,0,0,0,0,0,null,18,"WSH - Hereford C.U. System",0,0,0,0,0,0]
[18,102,0,0,0,0,0,0,0,0,0,0,0,0,0,0,0,0,0,0,0,0,0,0,0,0,0,0,0,0,null,18,"WSH - Mid & South Ceredigion",0,0,0,0,0,0]
[18,105,0,0,0,0,0,0,0,0,0,0,0,0,0,0,0,0,0,0,0,0,0,0,0,0,0,0,0,0,null,18,"WSH - North Eryri / Ynys Mon",0,0,0,0,0,0]
[18,107,0,0,0,0,0,0,0,0,0,0,0,0,0,0,0,0,0,0,0,0,0,0,0,0,0,0,0,0,null,18,"WSH - Pilleth",0,0,0,0,0,0]
[18,108,0,0,0,0,0,0,0,0,0,0,0,0,0,0,0,0,0,0,0,0,0,0,0,0,0,0,0,0,null,18,"WSH - Ross-on-Wye",0,0,0,0,0,0]
[18,111,0,0,0,0,0,0,0,0,0,0,0,0,0,0,0,0,0,0,0,0,0,0,0,0,0,0,0,0,null,18,"WSH - Tywi C.U. System",0,0,0,0,0,0]
[18,114,0,0,0,0,0,0,0,0,0,0,0,0,0,0,0,0,0,0,0,0,0,0,0,0,0,0,0,0,null,18,"WSH - Whitbourne",0,0,0,0,0,0]
[18,117,0,0,0,0,0,0,0,0,0,0,0,0,0,0,0,0,0,0,0,0,0,0,0,0,0,0,0,0,null,18,"YKY - Grid",0,0,0,0,0,0]
[18,120,0,0,0,0,0,0,0,0,0,0,0,0,0,0,0,0,0,0,0,0,0,0,0,0,0,0,0,0]
[18,123,0,0,0,0,0,0,0,0,0,0,0,0,0,0,0,0,0,0,0,0,0,0,0,0,0,0,0,0]
[18,126,0,0,0,0,0,0,0,0,0,0,0,0,0,0,0,0,0,0,0,0,0,0,0,0,0,0,0,0]
[18,128,0,0,0,0,0,0,0,0,0,0,0,0,0,0,0,0,0,0,0,0,0,0,0,0,0,0,0,0]
[18,129,0,0,0,0,0,0,0,0,0,0,0,0,0,0,0,0,0,0,0,0,0,0,0,0,0,0,0,0]
[18,132,0,0,0,0,0,0,0,0,0,0,0,0,0,0,0,0,0,0,0,0,0,0,0,0,0,0,0,0]
[18,135,0,0,0,0,0,0,0,0,0,0,0,0,0,0,0,0,0,0,0,0,0,0,0,0,0,0,0,0]
[18,138,0,0,0,0,0,0,0,0,0,0,0,0,0,0,0,0,0,0,0,0,0,0,0,0,0,0,0,0]
[18,141,0,0,0,0,0,0,0,0,0,0,0,0,0,0,0,0,0,0,0,0,0,0,0,0,0,0,0,0]
[18,144,0,0,0,0,0,0,0,0,0,0,0,0,0,0,0,0,0,0,0,0,0,0,0,0,0,0,0,0]
[18,147,0,0,0,0,0,0,0,0,0,0,0,0,0,0,0,0,0,0,0,0,0,0,0,0,0,0,0,0]
[18,150,0,0,0,0,0,0,0,0,0,0,0,0,0,0,0,0,0,0,0,0,0,0,0,0,0,0,0,0]
[18,151,0,0,0,0,0,0,0,0,0,0,0,0,0,0,0,0,0,0,0,0,0,0,0,0,0,0,0,0]
[18,153,0,0,0,0,0,0,0,0,0,0,0,0,0,0,0,0,0,0,0,0,0,0,0,0,0,0,0,0]
[19,1,69,"SVT - Nottinghamshire",0,0,0,0,67,"SVT - Newark",0,0,0,0,0,0,0,0,0,0,0,0,0,0,0,0,0,0,0,0,null,19,"AFW - 1 Misbourne",0,0,0,0,0,0]
[19,4,28,"BRL - Bristol",0,0,0,0,63,"SVT - Forest and Stroud",0,0,0,0,0,0,0,0,0,0,0,0,0,0,0,0,0,0,0,0,null,19,"AFW - 4 Pinn",0,0,0,0,0,0]
[19,7,46,"SEW - 4",0,0,0,0,84,"TMS - Slough Wycombe Aylesbury",0,0,0,0,0,0,0,0,0,0,0,0,0,0,0,0,0,0,0,0,null,19,"AFW - 7 Dour",0,0,0,0,0,0]
[19,10,46,"SEW - 4",0,0,0,0,51,"SRN - Hants Andover",0,0,0,0,0,0,0,0,0,0,0,0,0,0,0,0,0,0,0,0,null,19,"ANH - Central Lincolnshire",0,0,0,0,0,0]
[19,13,46,"SEW - 4",0,0,0,0,81,"TMS - Henley",0,0,0,0,0,0,0,0,0,0,0,0,0,0,0,0,0,0,0,0,null,19,"ANH - East Suffolk",0,0,0,0,0,0]
[19,16,44,"SEW - 2",0,0,0,0,41,"SES - East Surrey",0,0,0,0,0,0,0,0,0,0,0,0,0,0,0,0,0,0,0,0,null,19,"ANH - Hartlepool",0,0,0,0,0,0]
[19,17,57,"SRN - Sussex Brighton",0,0,0,0,41,"SES - East Surrey",0,0,0,0,0,0,0,0,0,0,0,0,0,0,0,0,0,0,0,0,null,19,"ANH - Hunstanton",0,0,0,0,0,0]
[19,19,59,"SRN - Sussex North",0,0,0,0,41,"SES - East Surrey",0,0,0,0,0,0,0,0,0,0,0,0,0,0,0,0,0,0,0,0,null,19,"ANH - Norfolk Rural",0,0,0,0,0,0]
[19,22,59,"SRN - Sussex North",0,0,0,0,39,"PRT - Companywide (portsmouth)",0,0,0,0,0,0,0,0,0,0,0,0,0,0,0,0,0,0,0,0,null,19,"ANH - Ruthamford North",0,0,0,0,0,0]
[19,25,53,"SRN - Hants South",0,0,0,0,51,"SRN - Hants Andover",0,0,0,0,0,0,0,0,0,0,0,0,0,0,0,0,0,0,0,0,null,19,"ANH - SUDBURY",0,0,0,0,0,0]
[19,28,53,"SRN - Hants South",0,0,0,0,39,"PRT - Companywide (portsmouth)",0,0,0,0,0,0,0,0,0,0,0,0,0,0,0,0,0,0,0,0,null,19,"BRL - Bristol",0,0,0,0,0,0]
[19,31,60,"SRN - Sussex Worthing",0,0,0,0,47,"SEW - 5",0,0,0,0,0,0,0,0,0,0,0,0,0,0,0,0,0,0,0,0,null,19,"DVW - Chester",0,0,0,0,0,0]
[19,34,83,"TMS - London",0,0,0,0,34,"ESK - Essex",0,0,0,0,0,0,0,0,0,0,0,0,0,0,0,0,0,0,0,0,null,19,"ESK - Essex",0,0,0,0,0,0]
[19,37,83,"TMS - London",0,0,0,0,41,"SES - East Surrey",0,0,0,0,0,0,0,0,0,0,0,0,0,0,0,0,0,0,0,0,null,19,"NNE - Berwick-Fowberry",0,0,0,0,0,0]
[19,38,49,"SEW - 7",0,0,0,0,58,"SRN - Sussex Hastings",0,0,0,0,0,0,0,0,0,0,0,0,0,0,0,0,0,0,0,0,null,19,"NNE - Kielder",0,0,0,0,0,0]
[19,40,48,"SEW - 6",0,0,0,0,34,"ESK - Essex",0,0,0,0,0,0,0,0,0,0,0,0,0,0,0,0,0,0,0,0,null,19,"SBW - Companywide (SBW)",0,0,0,0,0,0]
[19,43,4,"AFW - 4 Pinn",0,0,0,0,2,"AFW - 2 Colne",0,0,0,0,0,0,0,0,0,0,0,0,0,0,0,0,0,0,0,0,null,19,"SEW - 1",0,0,0,0,0,0]
[19,47,4,"AFW - 4 Pinn",0,0,0,0,80,"TMS - Guildford",0,0,0,0,0,0,0,0,0,0,0,0,0,0,0,0,0,0,0,0,null,19,"SEW - 5",0,0,0,0,0,0]
[19,49,6,"AFW - 6 Wey",0,0,0,0,2,"AFW - 2 Colne",0,0,0,0,0,0,0,0,0,0,0,0,0,0,0,0,0,0,0,0,null,19,"SEW - 7",0,0,0,0,0,0]
[19,52,6,"AFW - 6 Wey",0,0,0,0,41,"SES - East Surrey",0,0,0,0,0,0,0,0,0,0,0,0,0,0,0,0,0,0,0,0,null,19,"SRN - Hants Kingsclere",0,0,0,0,0,0]
[19,55,6,"AFW - 6 Wey",0,0,0,0,82,"TMS - Kennet Valley",0,0,0,0,0,0,0,0,0,0,0,0,0,0,0,0,0,0,0,0,null,19,"SRN - Kent Medway",0,0,0,0,0,0]
[19,58,21,"ANH - Norwich and the Broads",0,0,0,0,19,"ANH - Norfolk Rural",0,0,0,0,0,0,0,0,0,0,0,0,0,0,0,0,0,0,0,0,null,19,"SRN - Sussex Hastings",0,0,0,0,0,0]
[19,59,21,"ANH - Norwich and the Broads",0,0,0,0,20,"ANH - North Norfolk Coast",0,0,0,0,0,0,0,0,0,0,0,0,0,0,0,0,0,0,0,0,null,19,"SRN - Sussex North",0,0,0,0,0,0]
[19,61,21,"ANH - Norwich and the Broads",0,0,0,0,35,"ESK - Hartismere",0,0,0,0,0,0,0,0,0,0,0,0,0,0,0,0,0,0,0,0,null,19,"SSC - South Staffordshire",0,0,0,0,0,0]
[19,65,3,"AFW - 3 Lee",0,0,0,0,84,"TMS - Slough Wycombe Aylesbury",0,0,0,0,0,0,0,0,0,0,0,0,0,0,0,0,0,0,0,0,null,19,"SVT - Llandinam and Llanwrin",0,0,0,0,0,0]
[19,68,74,"SVT - Strategic Grid",0,0,0,0,64,"SVT - Kinsall",0,0,0,0,0,0,0,0,0,0,0,0,0,0,0,0,0,0,0,0,null,19,"SVT - North Staffs",0,0,0,0,0,0]
[19,70,74,"SVT - Strategic Grid",0,0,0,0,71,"SVT - Ruyton",0,0,0,0,0,0,0,0,0,0,0,0,0,0,0,0,0,0,0,0,null,19,"SVT - Rutland",0,0,0,0,0,0]
[19,73,74,"SVT - Strategic Grid",0,0,0,0,62,"SVT - Bishops Castle",0,0,0,0,0,0,0,0,0,0,0,0,0,0,0,0,0,0,0,0,null,19,"SVT - Stafford",0,0,0,0,0,0]
[19,76,13,"ANH - East Suffolk",0,0,0,0,33,"ESK - Blyth",0,0,0,0,0,0,0,0,0,0,0,0,0,0,0,0,0,0,0,0,null,19,"SVT - Wolverhampton",0,0,0,0,0,0]
[19,79,13,"ANH - East Suffolk",0,0,0,0,25,"ANH - SUDBURY",0,0,0,0,0,0,0,0,0,0,0,0,0,0,0,0,0,0,0,0,null,19,"SWT - Wimbleball",0,0,0,0,0,0]
[19,80,28,"BRL - Bristol",0,0,0,0,115,"WSX - Companywide (WW)",0,0,0,0,0,0,0,0,0,0,0,0,0,0,0,0,0,0,0,0,null,19,"TMS - Guildford",0,0,0,0,0,0]
[19,82,117,"YKY - Grid",0,0,0,0,116,"YKY - East SWZ",0,0,0,0,0,0,0,0,0,0,0,0,0,0,0,0,0,0,0,0,null,19,"TMS - Kennet Valley",0,0,0,0,0,0]
[19,86,74,"SVT - Strategic Grid",0,0,0,0,22,"ANH - Ruthamford North",0,0,0,0,0,0,0,0,0,0,0,0,0,0,0,0,0,0,0,0,null,19,"UU - Carlisle",0,0,0,0,0,0]
[19,89,74,"SVT - Strategic Grid",0,0,0,0,70,"SVT - Rutland",0,0,0,0,0,0,0,0,0,0,0,0,0,0,0,0,0,0,0,0,null,19,"UU - West Cumbria",0,0,0,0,0,0]
[19,91,74,"SVT - Strategic Grid",0,0,0,0,87,"UU - Integrated",0,0,0,0,0,0,0,0,0,0,0,0,0,0,0,0,0,0,0,0,null,19,"WSH - Alwen /Dee",0,0,0,0,0,0]
[19,94,0,0,0,0,0,0,0,0,0,0,0,0,0,0,0,0,0,0,0,0,0,0,0,0,0,0,0,0,null,19,"WSH - Blaenau Ffestiniog",0,0,0,0,0,0]
[19,97,0,0,0,0,0,0,0,0,0,0,0,0,0,0,0,0,0,0,0,0,0,0,0,0,0,0,0,0,null,19,"WSH - Dyffryn Conwy",0,0,0,0,0,0]
[19,98,0,0,0,0,0,0,0,0,0,0,0,0,0,0,0,0,0,0,0,0,0,0,0,0,0,0,0,0,null,19,"WSH - Elan/Builth Wells",0,0,0,0,0,0]
[19,101,0,0,0,0,0,0,0,0,0,0,0,0,0,0,0,0,0,0,0,0,0,0,0,0,0,0,0,0,null,19,"WSH - Llyswen",0,0,0,0,0,0]
[19,103,0,0,0,0,0,0,0,0,0,0,0,0,0,0,0,0,0,0,0,0,0,0,0,0,0,0,0,0,null,19,"WSH - Monmouth",0,0,0,0,0,0]
[19,107,0,0,0,0,0,0,0,0,0,0,0,0,0,0,0,0,0,0,0,0,0,0,0,0,0,0,0,0,null,19,"WSH - Pilleth",0,0,0,0,0,0]
[19,110,0,0,0,0,0,0,0,0,0,0,0,0,0,0,0,0,0,0,0,0,0,0,0,0,0,0,0,0,null,19,"WSH - South Meirionydd",0,0,0,0,0,0]
[19,112,0,0,0,0,0,0,0,0,0,0,0,0,0,0,0,0,0,0,0,0,0,0,0,0,0,0,0,0,null,19,"WSH - Tywyn / Aberdyfi",0,0,0,0,0,0]
[19,116,0,0,0,0,0,0,0,0,0,0,0,0,0,0,0,0,0,0,0,0,0,0,0,0,0,0,0,0,null,19,"YKY - East SWZ",0,0,0,0,0,0]
[19,117,0,0,0,0,0,0,0,0,0,0,0,0,0,0,0,0,0,0,0,0,0,0,0,0,0,0,0,0,null,19,"YKY - Grid",0,0,0,0,0,0]
[19,119,0,0,0,0,0,0,0,0,0,0,0,0,0,0,0,0,0,0,0,0,0,0,0,0,0,0,0,0]
[19,122,0,0,0,0,0,0,0,0,0,0,0,0,0,0,0,0,0,0,0,0,0,0,0,0,0,0,0,0]
[19,124,0,0,0,0,0,0,0,0,0,0,0,0,0,0,0,0,0,0,0,0,0,0,0,0,0,0,0,0]
[19,128,0,0,0,0,0,0,0,0,0,0,0,0,0,0,0,0,0,0,0,0,0,0,0,0,0,0,0,0]
[19,131,0,0,0,0,0,0,0,0,0,0,0,0,0,0,0,0,0,0,0,0,0,0,0,0,0,0,0,0]
[19,133,0,0,0,0,0,0,0,0,0,0,0,0,0,0,0,0,0,0,0,0,0,0,0,0,0,0,0,0]
[19,137,0,0,0,0,0,0,0,0,0,0,0,0,0,0,0,0,0,0,0,0,0,0,0,0,0,0,0,0]
[19,138,0,0,0,0,0,0,0,0,0,0,0,0,0,0,0,0,0,0,0,0,0,0,0,0,0,0,0,0]
[19,140,0,0,0,0,0,0,0,0,0,0,0,0,0,0,0,0,0,0,0,0,0,0,0,0,0,0,0,0]
[19,143,0,0,0,0,0,0,0,0,0,0,0,0,0,0,0,0,0,0,0,0,0,0,0,0,0,0,0,0]
[19,145,0,0,0,0,0,0,0,0,0,0,0,0,0,0,0,0,0,0,0,0,0,0,0,0,0,0,0,0]
[19,149,0,0,0,0,0,0,0,0,0,0,0,0,0,0,0,0,0,0,0,0,0,0,0,0,0,0,0,0]
[19,152,0,0,0,0,0,0,0,0,0,0,0,0,0,0,0,0,0,0,0,0,0,0,0,0,0,0,0,0]
[]
[20,3,69,"SVT - Nottinghamshire",0,0,0,0,10,"ANH - Central Lincolnshire",0,0,0,0,0,0,0,0,0,0,0,0,0,0,0,0,0,0,0,0,null,20,"AFW - 3 Lee",0,0,0,0,0,0]
[20,4,28,"BRL - Bristol",0,0,0,0,63,"SVT - Forest and Stroud",0,0,0,0,0,0,0,0,0,0,0,0,0,0,0,0,0,0,0,0,null,20,"AFW - 4 Pinn",0,0,0,0,0,0]
[20,6,46,"SEW - 4",0,0,0,0,1,"AFW - 1 Misbourne",0,0,0,0,0,0,0,0,0,0,0,0,0,0,0,0,0,0,0,0,null,20,"AFW - 6 Wey",0,0,0,0,0,0]
[20,9,46,"SEW - 4",0,0,0,0,80,"TMS - Guildford",0,0,0,0,0,0,0,0,0,0,0,0,0,0,0,0,0,0,0,0,null,20,"ANH - Central Essex",0,0,0,0,0,0]
[20,11,46,"SEW - 4",0,0,0,0,52,"SRN - Hants Kingsclere",0,0,0,0,0,0,0,0,0,0,0,0,0,0,0,0,0,0,0,0,null,20,"ANH - CHEVELEY",0,0,0,0,0,0]
[20,15,44,"SEW - 2",0,0,0,0,58,"SRN - Sussex Hastings",0,0,0,0,0,0,0,0,0,0,0,0,0,0,0,0,0,0,0,0,null,20,"ANH - Fenland",0,0,0,0,0,0]
[20,18,57,"SRN - Sussex Brighton",0,0,0,0,80,"TMS - Guildford",0,0,0,0,0,0,0,0,0,0,0,0,0,0,0,0,0,0,0,0,null,20,"ANH - NEWMARKET",0,0,0,0,0,0]
[20,21,59,"SRN - Sussex North",0,0,0,0,80,"TMS - Guildford",0,0,0,0,0,0,0,0,0,0,0,0,0,0,0,0,0,0,0,0,null,20,"ANH - Norwich and the Broads",0,0,0,0,0,0]
[20,24,53,"SRN - Hants South",0,0,0,0,40,"SBW - Companywide (SBW)",0,0,0,0,0,0,0,0,0,0,0,0,0,0,0,0,0,0,0,0,null,20,"ANH - South Essex",0,0,0,0,0,0]
[20,25,53,"SRN - Hants South",0,0,0,0,51,"SRN - Hants Andover",0,0,0,0,0,0,0,0,0,0,0,0,0,0,0,0,0,0,0,0,null,20,"ANH - SUDBURY",0,0,0,0,0,0]
[20,27,53,"SRN - Hants South",0,0,0,0,30,"CHL - Cholderton & District",0,0,0,0,0,0,0,0,0,0,0,0,0,0,0,0,0,0,0,0,null,20,"ANH - WEST SUFFOLK",0,0,0,0,0,0]
[20,30,60,"SRN - Sussex Worthing",0,0,0,0,41,"SES - East Surrey",0,0,0,0,0,0,0,0,0,0,0,0,0,0,0,0,0,0,0,0,null,20,"CHL - Cholderton & District",0,0,0,0,0,0]
[20,34,83,"TMS - London",0,0,0,0,34,"ESK - Essex",0,0,0,0,0,0,0,0,0,0,0,0,0,0,0,0,0,0,0,0,null,20,"ESK - Essex",0,0,0,0,0,0]
[20,36,83,"TMS - London",0,0,0,0,1,"AFW - 1 Misbourne",0,0,0,0,0,0,0,0,0,0,0,0,0,0,0,0,0,0,0,0,null,20,"ESK - Northern & Central",0,0,0,0,0,0]
[20,39,50,"SEW - 8",0,0,0,0,58,"SRN - Sussex Hastings",0,0,0,0,0,0,0,0,0,0,0,0,0,0,0,0,0,0,0,0,null,20,"PRT - Companywide (portsmouth)",0,0,0,0,0,0]
[20,42,48,"SEW - 6",0,0,0,0,41,"SES - East Surrey",0,0,0,0,0,0,0,0,0,0,0,0,0,0,0,0,0,0,0,0,null,20,"SES - Sutton",0,0,0,0,0,0]
[20,45,4,"AFW - 4 Pinn",0,0,0,0,84,"TMS - Slough Wycombe Aylesbury",0,0,0,0,0,0,0,0,0,0,0,0,0,0,0,0,0,0,0,0,null,20,"SEW - 3",0,0,0,0,0,0]
[20,46,4,"AFW - 4 Pinn",0,0,0,0,41,"SES - East Surrey",0,0,0,0,0,0,0,0,0,0,0,0,0,0,0,0,0,0,0,0,null,20,"SEW - 4",0,0,0,0,0,0]
[20,48,4,"AFW - 4 Pinn",0,0,0,0,81,"TMS - Henley",0,0,0,0,0,0,0,0,0,0,0,0,0,0,0,0,0,0,0,0,null,20,"SEW - 6",0,0,0,0,0,0]
[20,51,6,"AFW - 6 Wey",0,0,0,0,84,"TMS - Slough Wycombe Aylesbury",0,0,0,0,0,0,0,0,0,0,0,0,0,0,0,0,0,0,0,0,null,20,"SRN - Hants Andover",0,0,0,0,0,0]
[20,55,6,"AFW - 6 Wey",0,0,0,0,82,"TMS - Kennet Valley",0,0,0,0,0,0,0,0,0,0,0,0,0,0,0,0,0,0,0,0,null,20,"SRN - Kent Medway",0,0,0,0,0,0]
[20,57,21,"ANH - Norwich and the Broads",0,0,0,0,36,"ESK - Northern & Central",0,0,0,0,0,0,0,0,0,0,0,0,0,0,0,0,0,0,0,0,null,20,"SRN - Sussex Brighton",0,0,0,0,0,0]
[20,60,21,"ANH - Norwich and the Broads",0,0,0,0,33,"ESK - Blyth",0,0,0,0,0,0,0,0,0,0,0,0,0,0,0,0,0,0,0,0,null,20,"SRN - Sussex Worthing",0,0,0,0,0,0]
[20,63,3,"AFW - 3 Lee",0,0,0,0,2,"AFW - 2 Colne",0,0,0,0,0,0,0,0,0,0,0,0,0,0,0,0,0,0,0,0,null,20,"SVT - Forest and Stroud",0,0,0,0,0,0]
[20,66,74,"SVT - Strategic Grid",0,0,0,0,75,"SVT - Whitchurch and Wem",0,0,0,0,0,0,0,0,0,0,0,0,0,0,0,0,0,0,0,0,null,20,"SVT - Mardy",0,0,0,0,0,0]
[20,67,74,"SVT - Strategic Grid",0,0,0,0,73,"SVT - Stafford",0,0,0,0,0,0,0,0,0,0,0,0,0,0,0,0,0,0,0,0,null,20,"SVT - Newark",0,0,0,0,0,0]
[20,69,74,"SVT - Strategic Grid",0,0,0,0,72,"SVT - Shelton",0,0,0,0,0,0,0,0,0,0,0,0,0,0,0,0,0,0,0,0,null,20,"SVT - Nottinghamshire",0,0,0,0,0,0]
[20,72,74,"SVT - Strategic Grid",0,0,0,0,76,"SVT - Wolverhampton",0,0,0,0,0,0,0,0,0,0,0,0,0,0,0,0,0,0,0,0,null,20,"SVT - Shelton",0,0,0,0,0,0]
[20,76,13,"ANH - East Suffolk",0,0,0,0,33,"ESK - Blyth",0,0,0,0,0,0,0,0,0,0,0,0,0,0,0,0,0,0,0,0,null,20,"SVT - Wolverhampton",0,0,0,0,0,0]
[20,78,13,"ANH - East Suffolk",0,0,0,0,35,"ESK - Hartismere",0,0,0,0,0,0,0,0,0,0,0,0,0,0,0,0,0,0,0,0,null,20,"SWT - Roadford",0,0,0,0,0,0]
[20,81,53,"SRN - Hants South",0,0,0,0,115,"WSX - Companywide (WW)",0,0,0,0,0,0,0,0,0,0,0,0,0,0,0,0,0,0,0,0,null,20,"TMS - Henley",0,0,0,0,0,0]
[20,84,117,"YKY - Grid",0,0,0,0,38,"NNE - Kielder",0,0,0,0,0,0,0,0,0,0,0,0,0,0,0,0,0,0,0,0,null,20,"TMS - Slough Wycombe Aylesbury",0,0,0,0,0,0]
[20,87,74,"SVT - Strategic Grid",0,0,0,0,10,"ANH - Central Lincolnshire",0,0,0,0,0,0,0,0,0,0,0,0,0,0,0,0,0,0,0,0,null,20,"UU - Integrated",0,0,0,0,0,0]
[20,88,74,"SVT - Strategic Grid",0,0,0,0,68,"SVT - North Staffs",0,0,0,0,0,0,0,0,0,0,0,0,0,0,0,0,0,0,0,0,null,20,"UU - North Eden",0,0,0,0,0,0]
[20,90,74,"SVT - Strategic Grid",0,0,0,0,63,"SVT - Forest and Stroud",0,0,0,0,0,0,0,0,0,0,0,0,0,0,0,0,0,0,0,0,null,20,"VWP - Tidworth",0,0,0,0,0,0]
[20,93,0,0,0,0,0,0,0,0,0,0,0,0,0,0,0,0,0,0,0,0,0,0,0,0,0,0,0,0,null,20,"WSH - Barmouth",0,0,0,0,0,0]
[20,97,0,0,0,0,0,0,0,0,0,0,0,0,0,0,0,0,0,0,0,0,0,0,0,0,0,0,0,0,null,20,"WSH - Dyffryn Conwy",0,0,0,0,0,0]
[20,99,0,0,0,0,0,0,0,0,0,0,0,0,0,0,0,0,0,0,0,0,0,0,0,0,0,0,0,0,null,20,"WSH - Hereford C.U. System",0,0,0,0,0,0]
[20,102,0,0,0,0,0,0,0,0,0,0,0,0,0,0,0,0,0,0,0,0,0,0,0,0,0,0,0,0,null,20,"WSH - Mid & South Ceredigion",0,0,0,0,0,0]
[20,104,0,0,0,0,0,0,0,0,0,0,0,0,0,0,0,0,0,0,0,0,0,0,0,0,0,0,0,0,null,20,"WSH - North Ceredigion",0,0,0,0,0,0]
[20,108,0,0,0,0,0,0,0,0,0,0,0,0,0,0,0,0,0,0,0,0,0,0,0,0,0,0,0,0,null,20,"WSH - Ross-on-Wye",0,0,0,0,0,0]
[20,109,0,0,0,0,0,0,0,0,0,0,0,0,0,0,0,0,0,0,0,0,0,0,0,0,0,0,0,0,null,20,"WSH - SE Wales C.U. System",0,0,0,0,0,0]
[20,111,0,0,0,0,0,0,0,0,0,0,0,0,0,0,0,0,0,0,0,0,0,0,0,0,0,0,0,0,null,20,"WSH - Tywi C.U. System",0,0,0,0,0,0]
[20,114,0,0,0,0,0,0,0,0,0,0,0,0,0,0,0,0,0,0,0,0,0,0,0,0,0,0,0,0,null,20,"WSH - Whitbourne",0,0,0,0,0,0]
[20,118,0,0,0,0,0,0,0,0,0,0,0,0,0,0,0,0,0,0,0,0,0,0,0,0,0,0,0,0]
[20,120,0,0,0,0,0,0,0,0,0,0,0,0,0,0,0,0,0,0,0,0,0,0,0,0,0,0,0,0]
[20,123,0,0,0,0,0,0,0,0,0,0,0,0,0,0,0,0,0,0,0,0,0,0,0,0,0,0,0,0]
[20,125,0,0,0,0,0,0,0,0,0,0,0,0,0,0,0,0,0,0,0,0,0,0,0,0,0,0,0,0]
[20,129,0,0,0,0,0,0,0,0,0,0,0,0,0,0,0,0,0,0,0,0,0,0,0,0,0,0,0,0]
[20,130,0,0,0,0,0,0,0,0,0,0,0,0,0,0,0,0,0,0,0,0,0,0,0,0,0,0,0,0]
[20,132,0,0,0,0,0,0,0,0,0,0,0,0,0,0,0,0,0,0,0,0,0,0,0,0,0,0,0,0]
[20,135,0,0,0,0,0,0,0,0,0,0,0,0,0,0,0,0,0,0,0,0,0,0,0,0,0,0,0,0]
[20,139,0,0,0,0,0,0,0,0,0,0,0,0,0,0,0,0,0,0,0,0,0,0,0,0,0,0,0,0]
[20,141,0,0,0,0,0,0,0,0,0,0,0,0,0,0,0,0,0,0,0,0,0,0,0,0,0,0,0,0]
[20,145,0,0,0,0,0,0,0,0,0,0,0,0,0,0,0,0,0,0,0,0,0,0,0,0,0,0,0,0]
[20,146,0,0,0,0,0,0,0,0,0,0,0,0,0,0,0,0,0,0,0,0,0,0,0,0,0,0,0,0]
[20,150,0,0,0,0,0,0,0,0,0,0,0,0,0,0,0,0,0,0,0,0,0,0,0,0,0,0,0,0]
[20,151,0,0,0,0,0,0,0,0,0,0,0,0,0,0,0,0,0,0,0,0,0,0,0,0,0,0,0,0]
[]
[21,1,69,"SVT - Nottinghamshire",0,0,0,0,67,"SVT - Newark",0,0,0,0,0,0,0,0,0,0,0,0,0,0,0,0,0,0,0,0,null,21,"AFW - 1 Misbourne",0,0,0,0,0,0]
[21,5,28,"BRL - Bristol",0,0,0,0,103,"WSH - Monmouth",0,0,0,0,0,0,0,0,0,0,0,0,0,0,0,0,0,0,0,0,null,21,"AFW - 5 Stort",0,0,0,0,0,0]
[21,7,46,"SEW - 4",0,0,0,0,84,"TMS - Slough Wycombe Aylesbury",0,0,0,0,0,0,0,0,0,0,0,0,0,0,0,0,0,0,0,0,null,21,"AFW - 7 Dour",0,0,0,0,0,0]
[21,11,46,"SEW - 4",0,0,0,0,52,"SRN - Hants Kingsclere",0,0,0,0,0,0,0,0,0,0,0,0,0,0,0,0,0,0,0,0,null,21,"ANH - CHEVELEY",0,0,0,0,0,0]
[21,12,46,"SEW - 4",0,0,0,0,82,"TMS - Kennet Valley",0,0,0,0,0,0,0,0,0,0,0,0,0,0,0,0,0,0,0,0,null,21,"ANH - East Lincolnshire",0,0,0,0,0,0]
[21,16,44,"SEW - 2",0,0,0,0,41,"SES - East Surrey",0,0,0,0,0,0,0,0,0,0,0,0,0,0,0,0,0,0,0,0,null,21,"ANH - Hartlepool",0,0,0,0,0,0]
[21,17,57,"SRN - Sussex Brighton",0,0,0,0,41,"SES - East Surrey",0,0,0,0,0,0,0,0,0,0,0,0,0,0,0,0,0,0,0,0,null,21,"ANH - Hunstanton",0,0,0,0,0,0]
[21,21,59,"SRN - Sussex North",0,0,0,0,80,"TMS - Guildford",0,0,0,0,0,0,0,0,0,0,0,0,0,0,0,0,0,0,0,0,null,21,"ANH - Norwich and the Broads",0,0,0,0,0,0]
[21,23,53,"SRN - Hants South",0,0,0,0,47,"SEW - 5",0,0,0,0,0,0,0,0,0,0,0,0,0,0,0,0,0,0,0,0,null,21,"ANH - Ruthamford South",0,0,0,0,0,0]
[21,26,53,"SRN - Hants South",0,0,0,0,52,"SRN - Hants Kingsclere",0,0,0,0,0,0,0,0,0,0,0,0,0,0,0,0,0,0,0,0,null,21,"ANH - West Lincolnshire",0,0,0,0,0,0]
[21,28,53,"SRN - Hants South",0,0,0,0,39,"PRT - Companywide (portsmouth)",0,0,0,0,0,0,0,0,0,0,0,0,0,0,0,0,0,0,0,0,null,21,"BRL - Bristol",0,0,0,0,0,0]
[21,32,60,"SRN - Sussex Worthing",0,0,0,0,80,"TMS - Guildford",0,0,0,0,0,0,0,0,0,0,0,0,0,0,0,0,0,0,0,0,null,21,"DVW - Wrexham",0,0,0,0,0,0]
[21,33,60,"SRN - Sussex Worthing",0,0,0,0,39,"PRT - Companywide (portsmouth)",0,0,0,0,0,0,0,0,0,0,0,0,0,0,0,0,0,0,0,0,null,21,"ESK - Blyth",0,0,0,0,0,0]
[21,37,83,"TMS - London",0,0,0,0,41,"SES - East Surrey",0,0,0,0,0,0,0,0,0,0,0,0,0,0,0,0,0,0,0,0,null,21,"NNE - Berwick-Fowberry",0,0,0,0,0,0]
[21,38,49,"SEW - 7",0,0,0,0,58,"SRN - Sussex Hastings",0,0,0,0,0,0,0,0,0,0,0,0,0,0,0,0,0,0,0,0,null,21,"NNE - Kielder",0,0,0,0,0,0]
[21,42,48,"SEW - 6",0,0,0,0,41,"SES - East Surrey",0,0,0,0,0,0,0,0,0,0,0,0,0,0,0,0,0,0,0,0,null,21,"SES - Sutton",0,0,0,0,0,0]
[21,44,4,"AFW - 4 Pinn",0,0,0,0,1,"AFW - 1 Misbourne",0,0,0,0,0,0,0,0,0,0,0,0,0,0,0,0,0,0,0,0,null,21,"SEW - 2",0,0,0,0,0,0]
[21,47,4,"AFW - 4 Pinn",0,0,0,0,80,"TMS - Guildford",0,0,0,0,0,0,0,0,0,0,0,0,0,0,0,0,0,0,0,0,null,21,"SEW - 5",0,0,0,0,0,0]
[21,49,6,"AFW - 6 Wey",0,0,0,0,2,"AFW - 2 Colne",0,0,0,0,0,0,0,0,0,0,0,0,0,0,0,0,0,0,0,0,null,21,"SEW - 7",0,0,0,0,0,0]
[21,53,6,"AFW - 6 Wey",0,0,0,0,47,"SEW - 5",0,0,0,0,0,0,0,0,0,0,0,0,0,0,0,0,0,0,0,0,null,21,"SRN - Hants South",0,0,0,0,0,0]
[21,54,6,"AFW - 6 Wey",0,0,0,0,80,"TMS - Guildford",0,0,0,0,0,0,0,0,0,0,0,0,0,0,0,0,0,0,0,0,null,21,"SRN - Isle of Wight",0,0,0,0,0,0]
[21,58,21,"ANH - Norwich and the Broads",0,0,0,0,19,"ANH - Norfolk Rural",0,0,0,0,0,0,0,0,0,0,0,0,0,0,0,0,0,0,0,0,null,21,"SRN - Sussex Hastings",0,0,0,0,0,0]
[21,59,21,"ANH - Norwich and the Broads",0,0,0,0,20,"ANH - North Norfolk Coast",0,0,0,0,0,0,0,0,0,0,0,0,0,0,0,0,0,0,0,0,null,21,"SRN - Sussex North",0,0,0,0,0,0]
[21,63,3,"AFW - 3 Lee",0,0,0,0,2,"AFW - 2 Colne",0,0,0,0,0,0,0,0,0,0,0,0,0,0,0,0,0,0,0,0,null,21,"SVT - Forest and Stroud",0,0,0,0,0,0]
[21,65,3,"AFW - 3 Lee",0,0,0,0,84,"TMS - Slough Wycombe Aylesbury",0,0,0,0,0,0,0,0,0,0,0,0,0,0,0,0,0,0,0,0,null,21,"SVT - Llandinam and Llanwrin",0,0,0,0,0,0]
[21,68,74,"SVT - Strategic Grid",0,0,0,0,64,"SVT - Kinsall",0,0,0,0,0,0,0,0,0,0,0,0,0,0,0,0,0,0,0,0,null,21,"SVT - North Staffs",0,0,0,0,0,0]
[21,70,74,"SVT - Strategic Grid",0,0,0,0,71,"SVT - Ruyton",0,0,0,0,0,0,0,0,0,0,0,0,0,0,0,0,0,0,0,0,null,21,"SVT - Rutland",0,0,0,0,0,0]
[21,74,74,"SVT - Strategic Grid",0,0,0,0,99,"WSH - Hereford C.U. System",0,0,0,0,0,0,0,0,0,0,0,0,0,0,0,0,0,0,0,0,null,21,"SVT - Strategic Grid",0,0,0,0,0,0]
[21,75,74,"SVT - Strategic Grid",0,0,0,0,107,"WSH - Pilleth",0,0,0,0,0,0,0,0,0,0,0,0,0,0,0,0,0,0,0,0,null,21,"SVT - Whitchurch and Wem",0,0,0,0,0,0]
[21,77,13,"ANH - East Suffolk",0,0,0,0,8,"AFW - 8 Brett",0,0,0,0,0,0,0,0,0,0,0,0,0,0,0,0,0,0,0,0,null,21,"SWT - Colliford",0,0,0,0,0,0]
[21,80,28,"BRL - Bristol",0,0,0,0,115,"WSX - Companywide (WW)",0,0,0,0,0,0,0,0,0,0,0,0,0,0,0,0,0,0,0,0,null,21,"TMS - Guildford",0,0,0,0,0,0]
[21,84,117,"YKY - Grid",0,0,0,0,38,"NNE - Kielder",0,0,0,0,0,0,0,0,0,0,0,0,0,0,0,0,0,0,0,0,null,21,"TMS - Slough Wycombe Aylesbury",0,0,0,0,0,0]
[21,86,74,"SVT - Strategic Grid",0,0,0,0,22,"ANH - Ruthamford North",0,0,0,0,0,0,0,0,0,0,0,0,0,0,0,0,0,0,0,0,null,21,"UU - Carlisle",0,0,0,0,0,0]
[21,89,74,"SVT - Strategic Grid",0,0,0,0,70,"SVT - Rutland",0,0,0,0,0,0,0,0,0,0,0,0,0,0,0,0,0,0,0,0,null,21,"UU - West Cumbria",0,0,0,0,0,0]
[21,91,74,"SVT - Strategic Grid",0,0,0,0,87,"UU - Integrated",0,0,0,0,0,0,0,0,0,0,0,0,0,0,0,0,0,0,0,0,null,21,"WSH - Alwen /Dee",0,0,0,0,0,0]
[21,95,0,0,0,0,0,0,0,0,0,0,0,0,0,0,0,0,0,0,0,0,0,0,0,0,0,0,0,0,null,21,"WSH - Brecon / Portis",0,0,0,0,0,0]
[21,96,0,0,0,0,0,0,0,0,0,0,0,0,0,0,0,0,0,0,0,0,0,0,0,0,0,0,0,0,null,21,"WSH - Clwyd Coastal",0,0,0,0,0,0]
[21,98,0,0,0,0,0,0,0,0,0,0,0,0,0,0,0,0,0,0,0,0,0,0,0,0,0,0,0,0,null,21,"WSH - Elan/Builth Wells",0,0,0,0,0,0]
[21,101,0,0,0,0,0,0,0,0,0,0,0,0,0,0,0,0,0,0,0,0,0,0,0,0,0,0,0,0,null,21,"WSH - Llyswen",0,0,0,0,0,0]
[21,105,0,0,0,0,0,0,0,0,0,0,0,0,0,0,0,0,0,0,0,0,0,0,0,0,0,0,0,0,null,21,"WSH - North Eryri / Ynys Mon",0,0,0,0,0,0]
[21,107,0,0,0,0,0,0,0,0,0,0,0,0,0,0,0,0,0,0,0,0,0,0,0,0,0,0,0,0,null,21,"WSH - Pilleth",0,0,0,0,0,0]
[21,110,0,0,0,0,0,0,0,0,0,0,0,0,0,0,0,0,0,0,0,0,0,0,0,0,0,0,0,0,null,21,"WSH - South Meirionydd",0,0,0,0,0,0]
[21,112,0,0,0,0,0,0,0,0,0,0,0,0,0,0,0,0,0,0,0,0,0,0,0,0,0,0,0,0,null,21,"WSH - Tywyn / Aberdyfi",0,0,0,0,0,0]
[21,116,0,0,0,0,0,0,0,0,0,0,0,0,0,0,0,0,0,0,0,0,0,0,0,0,0,0,0,0,null,21,"YKY - East SWZ",0,0,0,0,0,0]
[21,117,0,0,0,0,0,0,0,0,0,0,0,0,0,0,0,0,0,0,0,0,0,0,0,0,0,0,0,0,null,21,"YKY - Grid",0,0,0,0,0,0]
[21,119,0,0,0,0,0,0,0,0,0,0,0,0,0,0,0,0,0,0,0,0,0,0,0,0,0,0,0,0]
[21,122,0,0,0,0,0,0,0,0,0,0,0,0,0,0,0,0,0,0,0,0,0,0,0,0,0,0,0,0]
[21,126,0,0,0,0,0,0,0,0,0,0,0,0,0,0,0,0,0,0,0,0,0,0,0,0,0,0,0,0]
[21,128,0,0,0,0,0,0,0,0,0,0,0,0,0,0,0,0,0,0,0,0,0,0,0,0,0,0,0,0]
[21,131,0,0,0,0,0,0,0,0,0,0,0,0,0,0,0,0,0,0,0,0,0,0,0,0,0,0,0,0]
[21,133,0,0,0,0,0,0,0,0,0,0,0,0,0,0,0,0,0,0,0,0,0,0,0,0,0,0,0,0]
[21,137,0,0,0,0,0,0,0,0,0,0,0,0,0,0,0,0,0,0,0,0,0,0,0,0,0,0,0,0]
[21,140,0,0,0,0,0,0,0,0,0,0,0,0,0,0,0,0,0,0,0,0,0,0,0,0,0,0,0,0]
[21,142,0,0,0,0,0,0,0,0,0,0,0,0,0,0,0,0,0,0,0,0,0,0,0,0,0,0,0,0]
[21,143,0,0,0,0,0,0,0,0,0,0,0,0,0,0,0,0,0,0,0,0,0,0,0,0,0,0,0,0]
[21,147,0,0,0,0,0,0,0,0,0,0,0,0,0,0,0,0,0,0,0,0,0,0,0,0,0,0,0,0]
[21,149,0,0,0,0,0,0,0,0,0,0,0,0,0,0,0,0,0,0,0,0,0,0,0,0,0,0,0,0]
[21,152,0,0,0,0,0,0,0,0,0,0,0,0,0,0,0,0,0,0,0,0,0,0,0,0,0,0,0,0]
[21,154,0,0,0,0,0,0,0,0,0,0,0,0,0,0,0,0,0,0,0,0,0,0,0,0,0,0,0,0]
[22,3,69,"SVT - Nottinghamshire",0,0,0,0,10,"ANH - Central Lincolnshire",0,0,0,0,0,0,0,0,0,0,0,0,0,0,0,0,0,0,0,0,null,22,"AFW - 3 Lee",0,0,0,0,0,0]
[22,6,46,"SEW - 4",0,0,0,0,1,"AFW - 1 Misbourne",0,0,0,0,0,0,0,0,0,0,0,0,0,0,0,0,0,0,0,0,null,22,"AFW - 6 Wey",0,0,0,0,0,0]
[22,8,46,"SEW - 4",0,0,0,0,47,"SEW - 5",0,0,0,0,0,0,0,0,0,0,0,0,0,0,0,0,0,0,0,0,null,22,"AFW - 8 Brett",0,0,0,0,0,0]
[22,9,46,"SEW - 4",0,0,0,0,80,"TMS - Guildford",0,0,0,0,0,0,0,0,0,0,0,0,0,0,0,0,0,0,0,0,null,22,"ANH - Central Essex",0,0,0,0,0,0]
[22,13,46,"SEW - 4",0,0,0,0,81,"TMS - Henley",0,0,0,0,0,0,0,0,0,0,0,0,0,0,0,0,0,0,0,0,null,22,"ANH - East Suffolk",0,0,0,0,0,0]
[22,15,44,"SEW - 2",0,0,0,0,58,"SRN - Sussex Hastings",0,0,0,0,0,0,0,0,0,0,0,0,0,0,0,0,0,0,0,0,null,22,"ANH - Fenland",0,0,0,0,0,0]
[22,18,57,"SRN - Sussex Brighton",0,0,0,0,80,"TMS - Guildford",0,0,0,0,0,0,0,0,0,0,0,0,0,0,0,0,0,0,0,0,null,22,"ANH - NEWMARKET",0,0,0,0,0,0]
[22,20,59,"SRN - Sussex North",0,0,0,0,47,"SEW - 5",0,0,0,0,0,0,0,0,0,0,0,0,0,0,0,0,0,0,0,0,null,22,"ANH - North Norfolk Coast",0,0,0,0,0,0]
[22,24,53,"SRN - Hants South",0,0,0,0,40,"SBW - Companywide (SBW)",0,0,0,0,0,0,0,0,0,0,0,0,0,0,0,0,0,0,0,0,null,22,"ANH - South Essex",0,0,0,0,0,0]
[22,27,53,"SRN - Hants South",0,0,0,0,30,"CHL - Cholderton & District",0,0,0,0,0,0,0,0,0,0,0,0,0,0,0,0,0,0,0,0,null,22,"ANH - WEST SUFFOLK",0,0,0,0,0,0]
[22,29,55,"SRN - Kent Medway",0,0,0,0,34,"ESK - Essex",0,0,0,0,0,0,0,0,0,0,0,0,0,0,0,0,0,0,0,0,null,22,"CAM - Cambridge",0,0,0,0,0,0]
[22,30,60,"SRN - Sussex Worthing",0,0,0,0,41,"SES - East Surrey",0,0,0,0,0,0,0,0,0,0,0,0,0,0,0,0,0,0,0,0,null,22,"CHL - Cholderton & District",0,0,0,0,0,0]
[22,34,83,"TMS - London",0,0,0,0,34,"ESK - Essex",0,0,0,0,0,0,0,0,0,0,0,0,0,0,0,0,0,0,0,0,null,22,"ESK - Essex",0,0,0,0,0,0]
[22,36,83,"TMS - London",0,0,0,0,1,"AFW - 1 Misbourne",0,0,0,0,0,0,0,0,0,0,0,0,0,0,0,0,0,0,0,0,null,22,"ESK - Northern & Central",0,0,0,0,0,0]
[22,39,50,"SEW - 8",0,0,0,0,58,"SRN - Sussex Hastings",0,0,0,0,0,0,0,0,0,0,0,0,0,0,0,0,0,0,0,0,null,22,"PRT - Companywide (portsmouth)",0,0,0,0,0,0]
[22,41,48,"SEW - 6",0,0,0,0,58,"SRN - Sussex Hastings",0,0,0,0,0,0,0,0,0,0,0,0,0,0,0,0,0,0,0,0,null,22,"SES - East Surrey",0,0,0,0,0,0]
[22,45,4,"AFW - 4 Pinn",0,0,0,0,84,"TMS - Slough Wycombe Aylesbury",0,0,0,0,0,0,0,0,0,0,0,0,0,0,0,0,0,0,0,0,null,22,"SEW - 3",0,0,0,0,0,0]
[22,48,4,"AFW - 4 Pinn",0,0,0,0,81,"TMS - Henley",0,0,0,0,0,0,0,0,0,0,0,0,0,0,0,0,0,0,0,0,null,22,"SEW - 6",0,0,0,0,0,0]
[22,50,6,"AFW - 6 Wey",0,0,0,0,1,"AFW - 1 Misbourne",0,0,0,0,0,0,0,0,0,0,0,0,0,0,0,0,0,0,0,0,null,22,"SEW - 8",0,0,0,0,0,0]
[22,51,6,"AFW - 6 Wey",0,0,0,0,84,"TMS - Slough Wycombe Aylesbury",0,0,0,0,0,0,0,0,0,0,0,0,0,0,0,0,0,0,0,0,null,22,"SRN - Hants Andover",0,0,0,0,0,0]
[22,55,6,"AFW - 6 Wey",0,0,0,0,82,"TMS - Kennet Valley",0,0,0,0,0,0,0,0,0,0,0,0,0,0,0,0,0,0,0,0,null,22,"SRN - Kent Medway",0,0,0,0,0,0]
[22,57,21,"ANH - Norwich and the Broads",0,0,0,0,36,"ESK - Northern & Central",0,0,0,0,0,0,0,0,0,0,0,0,0,0,0,0,0,0,0,0,null,22,"SRN - Sussex Brighton",0,0,0,0,0,0]
[22,60,21,"ANH - Norwich and the Broads",0,0,0,0,33,"ESK - Blyth",0,0,0,0,0,0,0,0,0,0,0,0,0,0,0,0,0,0,0,0,null,22,"SRN - Sussex Worthing",0,0,0,0,0,0]
[22,62,3,"AFW - 3 Lee",0,0,0,0,29,"CAM - Cambridge",0,0,0,0,0,0,0,0,0,0,0,0,0,0,0,0,0,0,0,0,null,22,"SVT - Bishops Castle",0,0,0,0,0,0]
[22,66,74,"SVT - Strategic Grid",0,0,0,0,75,"SVT - Whitchurch and Wem",0,0,0,0,0,0,0,0,0,0,0,0,0,0,0,0,0,0,0,0,null,22,"SVT - Mardy",0,0,0,0,0,0]
[22,67,74,"SVT - Strategic Grid",0,0,0,0,73,"SVT - Stafford",0,0,0,0,0,0,0,0,0,0,0,0,0,0,0,0,0,0,0,0,null,22,"SVT - Newark",0,0,0,0,0,0]
[22,71,74,"SVT - Strategic Grid",0,0,0,0,61,"SSC - South Staffordshire",0,0,0,0,0,0,0,0,0,0,0,0,0,0,0,0,0,0,0,0,null,22,"SVT - Ruyton",0,0,0,0,0,0]
[22,72,74,"SVT - Strategic Grid",0,0,0,0,76,"SVT - Wolverhampton",0,0,0,0,0,0,0,0,0,0,0,0,0,0,0,0,0,0,0,0,null,22,"SVT - Shelton",0,0,0,0,0,0]
[22,76,13,"ANH - East Suffolk",0,0,0,0,33,"ESK - Blyth",0,0,0,0,0,0,0,0,0,0,0,0,0,0,0,0,0,0,0,0,null,22,"SVT - Wolverhampton",0,0,0,0,0,0]
[22,78,13,"ANH - East Suffolk",0,0,0,0,35,"ESK - Hartismere",0,0,0,0,0,0,0,0,0,0,0,0,0,0,0,0,0,0,0,0,null,22,"SWT - Roadford",0,0,0,0,0,0]
[22,81,53,"SRN - Hants South",0,0,0,0,115,"WSX - Companywide (WW)",0,0,0,0,0,0,0,0,0,0,0,0,0,0,0,0,0,0,0,0,null,22,"TMS - Henley",0,0,0,0,0,0]
[22,83,117,"YKY - Grid",0,0,0,0,26,"ANH - West Lincolnshire",0,0,0,0,0,0,0,0,0,0,0,0,0,0,0,0,0,0,0,0,null,22,"TMS - London",0,0,0,0,0,0]
[22,87,74,"SVT - Strategic Grid",0,0,0,0,10,"ANH - Central Lincolnshire",0,0,0,0,0,0,0,0,0,0,0,0,0,0,0,0,0,0,0,0,null,22,"UU - Integrated",0,0,0,0,0,0]
[22,88,74,"SVT - Strategic Grid",0,0,0,0,68,"SVT - North Staffs",0,0,0,0,0,0,0,0,0,0,0,0,0,0,0,0,0,0,0,0,null,22,"UU - North Eden",0,0,0,0,0,0]
[22,92,74,"SVT - Strategic Grid",0,0,0,0,108,"WSH - Ross-on-Wye",0,0,0,0,0,0,0,0,0,0,0,0,0,0,0,0,0,0,0,0,null,22,"WSH - Bala",0,0,0,0,0,0]
[22,93,0,0,0,0,0,0,0,0,0,0,0,0,0,0,0,0,0,0,0,0,0,0,0,0,0,0,0,0,null,22,"WSH - Barmouth",0,0,0,0,0,0]
[22,97,0,0,0,0,0,0,0,0,0,0,0,0,0,0,0,0,0,0,0,0,0,0,0,0,0,0,0,0,null,22,"WSH - Dyffryn Conwy",0,0,0,0,0,0]
[22,99,0,0,0,0,0,0,0,0,0,0,0,0,0,0,0,0,0,0,0,0,0,0,0,0,0,0,0,0,null,22,"WSH - Hereford C.U. System",0,0,0,0,0,0]
[22,103,0,0,0,0,0,0,0,0,0,0,0,0,0,0,0,0,0,0,0,0,0,0,0,0,0,0,0,0,null,22,"WSH - Monmouth",0,0,0,0,0,0]
[22,106,0,0,0,0,0,0,0,0,0,0,0,0,0,0,0,0,0,0,0,0,0,0,0,0,0,0,0,0,null,22,"WSH - Pembrokeshire",0,0,0,0,0,0]
[22,108,0,0,0,0,0,0,0,0,0,0,0,0,0,0,0,0,0,0,0,0,0,0,0,0,0,0,0,0,null,22,"WSH - Ross-on-Wye",0,0,0,0,0,0]
[22,109,0,0,0,0,0,0,0,0,0,0,0,0,0,0,0,0,0,0,0,0,0,0,0,0,0,0,0,0,null,22,"WSH - SE Wales C.U. System",0,0,0,0,0,0]
[22,113,0,0,0,0,0,0,0,0,0,0,0,0,0,0,0,0,0,0,0,0,0,0,0,0,0,0,0,0,null,22,"WSH - Vowchurch",0,0,0,0,0,0]
[22,114,0,0,0,0,0,0,0,0,0,0,0,0,0,0,0,0,0,0,0,0,0,0,0,0,0,0,0,0,null,22,"WSH - Whitbourne",0,0,0,0,0,0]
[22,118,0,0,0,0,0,0,0,0,0,0,0,0,0,0,0,0,0,0,0,0,0,0,0,0,0,0,0,0]
[22,120,0,0,0,0,0,0,0,0,0,0,0,0,0,0,0,0,0,0,0,0,0,0,0,0,0,0,0,0]
[22,124,0,0,0,0,0,0,0,0,0,0,0,0,0,0,0,0,0,0,0,0,0,0,0,0,0,0,0,0]
[22,127,0,0,0,0,0,0,0,0,0,0,0,0,0,0,0,0,0,0,0,0,0,0,0,0,0,0,0,0]
[22,129,0,0,0,0,0,0,0,0,0,0,0,0,0,0,0,0,0,0,0,0,0,0,0,0,0,0,0,0]
[22,130,0,0,0,0,0,0,0,0,0,0,0,0,0,0,0,0,0,0,0,0,0,0,0,0,0,0,0,0]
[22,134,0,0,0,0,0,0,0,0,0,0,0,0,0,0,0,0,0,0,0,0,0,0,0,0,0,0,0,0]
[22,135,0,0,0,0,0,0,0,0,0,0,0,0,0,0,0,0,0,0,0,0,0,0,0,0,0,0,0,0]
[22,139,0,0,0,0,0,0,0,0,0,0,0,0,0,0,0,0,0,0,0,0,0,0,0,0,0,0,0,0]
[22,141,0,0,0,0,0,0,0,0,0,0,0,0,0,0,0,0,0,0,0,0,0,0,0,0,0,0,0,0]
[22,145,0,0,0,0,0,0,0,0,0,0,0,0,0,0,0,0,0,0,0,0,0,0,0,0,0,0,0,0]
[22,148,0,0,0,0,0,0,0,0,0,0,0,0,0,0,0,0,0,0,0,0,0,0,0,0,0,0,0,0]
[22,150,0,0,0,0,0,0,0,0,0,0,0,0,0,0,0,0,0,0,0,0,0,0,0,0,0,0,0,0]
[22,151,0,0,0,0,0,0,0,0,0,0,0,0,0,0,0,0,0,0,0,0,0,0,0,0,0,0,0,0]
[]
[23,2,69,"SVT - Nottinghamshire",0,0,0,0,26,"ANH - West Lincolnshire",0,0,0,0,0,0,0,0,0,0,0,0,0,0,0,0,0,0,0,0,null,23,"AFW - 2 Colne",0,0,0,0,0,0]
[23,5,28,"BRL - Bristol",0,0,0,0,103,"WSH - Monmouth",0,0,0,0,0,0,0,0,0,0,0,0,0,0,0,0,0,0,0,0,null,23,"AFW - 5 Stort",0,0,0,0,0,0]
[23,7,46,"SEW - 4",0,0,0,0,84,"TMS - Slough Wycombe Aylesbury",0,0,0,0,0,0,0,0,0,0,0,0,0,0,0,0,0,0,0,0,null,23,"AFW - 7 Dour",0,0,0,0,0,0]
[23,11,46,"SEW - 4",0,0,0,0,52,"SRN - Hants Kingsclere",0,0,0,0,0,0,0,0,0,0,0,0,0,0,0,0,0,0,0,0,null,23,"ANH - CHEVELEY",0,0,0,0,0,0]
[23,14,45,"SEW - 3",0,0,0,0,58,"SRN - Sussex Hastings",0,0,0,0,0,0,0,0,0,0,0,0,0,0,0,0,0,0,0,0,null,23,"ANH - ELY",0,0,0,0,0,0]
[23,16,44,"SEW - 2",0,0,0,0,41,"SES - East Surrey",0,0,0,0,0,0,0,0,0,0,0,0,0,0,0,0,0,0,0,0,null,23,"ANH - Hartlepool",0,0,0,0,0,0]
[23,17,57,"SRN - Sussex Brighton",0,0,0,0,41,"SES - East Surrey",0,0,0,0,0,0,0,0,0,0,0,0,0,0,0,0,0,0,0,0,null,23,"ANH - Hunstanton",0,0,0,0,0,0]
[23,20,59,"SRN - Sussex North",0,0,0,0,47,"SEW - 5",0,0,0,0,0,0,0,0,0,0,0,0,0,0,0,0,0,0,0,0,null,23,"ANH - North Norfolk Coast",0,0,0,0,0,0]
[23,23,53,"SRN - Hants South",0,0,0,0,47,"SEW - 5",0,0,0,0,0,0,0,0,0,0,0,0,0,0,0,0,0,0,0,0,null,23,"ANH - Ruthamford South",0,0,0,0,0,0]
[23,26,53,"SRN - Hants South",0,0,0,0,52,"SRN - Hants Kingsclere",0,0,0,0,0,0,0,0,0,0,0,0,0,0,0,0,0,0,0,0,null,23,"ANH - West Lincolnshire",0,0,0,0,0,0]
[23,28,53,"SRN - Hants South",0,0,0,0,39,"PRT - Companywide (portsmouth)",0,0,0,0,0,0,0,0,0,0,0,0,0,0,0,0,0,0,0,0,null,23,"BRL - Bristol",0,0,0,0,0,0]
[23,32,60,"SRN - Sussex Worthing",0,0,0,0,80,"TMS - Guildford",0,0,0,0,0,0,0,0,0,0,0,0,0,0,0,0,0,0,0,0,null,23,"DVW - Wrexham",0,0,0,0,0,0]
[23,35,83,"TMS - London",0,0,0,0,2,"AFW - 2 Colne",0,0,0,0,0,0,0,0,0,0,0,0,0,0,0,0,0,0,0,0,null,23,"ESK - Hartismere",0,0,0,0,0,0]
[23,37,83,"TMS - London",0,0,0,0,41,"SES - East Surrey",0,0,0,0,0,0,0,0,0,0,0,0,0,0,0,0,0,0,0,0,null,23,"NNE - Berwick-Fowberry",0,0,0,0,0,0]
[23,38,49,"SEW - 7",0,0,0,0,58,"SRN - Sussex Hastings",0,0,0,0,0,0,0,0,0,0,0,0,0,0,0,0,0,0,0,0,null,23,"NNE - Kielder",0,0,0,0,0,0]
[23,41,48,"SEW - 6",0,0,0,0,58,"SRN - Sussex Hastings",0,0,0,0,0,0,0,0,0,0,0,0,0,0,0,0,0,0,0,0,null,23,"SES - East Surrey",0,0,0,0,0,0]
[23,44,4,"AFW - 4 Pinn",0,0,0,0,1,"AFW - 1 Misbourne",0,0,0,0,0,0,0,0,0,0,0,0,0,0,0,0,0,0,0,0,null,23,"SEW - 2",0,0,0,0,0,0]
[23,47,4,"AFW - 4 Pinn",0,0,0,0,80,"TMS - Guildford",0,0,0,0,0,0,0,0,0,0,0,0,0,0,0,0,0,0,0,0,null,23,"SEW - 5",0,0,0,0,0,0]
[23,49,6,"AFW - 6 Wey",0,0,0,0,2,"AFW - 2 Colne",0,0,0,0,0,0,0,0,0,0,0,0,0,0,0,0,0,0,0,0,null,23,"SEW - 7",0,0,0,0,0,0]
[23,53,6,"AFW - 6 Wey",0,0,0,0,47,"SEW - 5",0,0,0,0,0,0,0,0,0,0,0,0,0,0,0,0,0,0,0,0,null,23,"SRN - Hants South",0,0,0,0,0,0]
[23,56,6,"AFW - 6 Wey",0,0,0,0,81,"TMS - Henley",0,0,0,0,0,0,0,0,0,0,0,0,0,0,0,0,0,0,0,0,null,23,"SRN - Kent Thannet",0,0,0,0,0,0]
[23,58,21,"ANH - Norwich and the Broads",0,0,0,0,19,"ANH - Norfolk Rural",0,0,0,0,0,0,0,0,0,0,0,0,0,0,0,0,0,0,0,0,null,23,"SRN - Sussex Hastings",0,0,0,0,0,0]
[23,59,21,"ANH - Norwich and the Broads",0,0,0,0,20,"ANH - North Norfolk Coast",0,0,0,0,0,0,0,0,0,0,0,0,0,0,0,0,0,0,0,0,null,23,"SRN - Sussex North",0,0,0,0,0,0]
[23,62,3,"AFW - 3 Lee",0,0,0,0,29,"CAM - Cambridge",0,0,0,0,0,0,0,0,0,0,0,0,0,0,0,0,0,0,0,0,null,23,"SVT - Bishops Castle",0,0,0,0,0,0]
[23,65,3,"AFW - 3 Lee",0,0,0,0,84,"TMS - Slough Wycombe Aylesbury",0,0,0,0,0,0,0,0,0,0,0,0,0,0,0,0,0,0,0,0,null,23,"SVT - Llandinam and Llanwrin",0,0,0,0,0,0]
[23,68,74,"SVT - Strategic Grid",0,0,0,0,64,"SVT - Kinsall",0,0,0,0,0,0,0,0,0,0,0,0,0,0,0,0,0,0,0,0,null,23,"SVT - North Staffs",0,0,0,0,0,0]
[23,70,74,"SVT - Strategic Grid",0,0,0,0,71,"SVT - Ruyton",0,0,0,0,0,0,0,0,0,0,0,0,0,0,0,0,0,0,0,0,null,23,"SVT - Rutland",0,0,0,0,0,0]
[23,74,74,"SVT - Strategic Grid",0,0,0,0,99,"WSH - Hereford C.U. System",0,0,0,0,0,0,0,0,0,0,0,0,0,0,0,0,0,0,0,0,null,23,"SVT - Strategic Grid",0,0,0,0,0,0]
[23,77,13,"ANH - East Suffolk",0,0,0,0,8,"AFW - 8 Brett",0,0,0,0,0,0,0,0,0,0,0,0,0,0,0,0,0,0,0,0,null,23,"SWT - Colliford",0,0,0,0,0,0]
[23,79,13,"ANH - East Suffolk",0,0,0,0,25,"ANH - SUDBURY",0,0,0,0,0,0,0,0,0,0,0,0,0,0,0,0,0,0,0,0,null,23,"SWT - Wimbleball",0,0,0,0,0,0]
[23,80,28,"BRL - Bristol",0,0,0,0,115,"WSX - Companywide (WW)",0,0,0,0,0,0,0,0,0,0,0,0,0,0,0,0,0,0,0,0,null,23,"TMS - Guildford",0,0,0,0,0,0]
[23,83,117,"YKY - Grid",0,0,0,0,26,"ANH - West Lincolnshire",0,0,0,0,0,0,0,0,0,0,0,0,0,0,0,0,0,0,0,0,null,23,"TMS - London",0,0,0,0,0,0]
[23,86,74,"SVT - Strategic Grid",0,0,0,0,22,"ANH - Ruthamford North",0,0,0,0,0,0,0,0,0,0,0,0,0,0,0,0,0,0,0,0,null,23,"UU - Carlisle",0,0,0,0,0,0]
[23,89,74,"SVT - Strategic Grid",0,0,0,0,70,"SVT - Rutland",0,0,0,0,0,0,0,0,0,0,0,0,0,0,0,0,0,0,0,0,null,23,"UU - West Cumbria",0,0,0,0,0,0]
[23,93,0,0,0,0,0,0,0,0,0,0,0,0,0,0,0,0,0,0,0,0,0,0,0,0,0,0,0,0,null,23,"WSH - Barmouth",0,0,0,0,0,0]
[23,95,0,0,0,0,0,0,0,0,0,0,0,0,0,0,0,0,0,0,0,0,0,0,0,0,0,0,0,0,null,23,"WSH - Brecon / Portis",0,0,0,0,0,0]
[23,98,0,0,0,0,0,0,0,0,0,0,0,0,0,0,0,0,0,0,0,0,0,0,0,0,0,0,0,0,null,23,"WSH - Elan/Builth Wells",0,0,0,0,0,0]
[23,100,0,0,0,0,0,0,0,0,0,0,0,0,0,0,0,0,0,0,0,0,0,0,0,0,0,0,0,0,null,23,"WSH - Lleyn / Harlech",0,0,0,0,0,0]
[23,101,0,0,0,0,0,0,0,0,0,0,0,0,0,0,0,0,0,0,0,0,0,0,0,0,0,0,0,0,null,23,"WSH - Llyswen",0,0,0,0,0,0]
[23,104,0,0,0,0,0,0,0,0,0,0,0,0,0,0,0,0,0,0,0,0,0,0,0,0,0,0,0,0,null,23,"WSH - North Ceredigion",0,0,0,0,0,0]
[23,107,0,0,0,0,0,0,0,0,0,0,0,0,0,0,0,0,0,0,0,0,0,0,0,0,0,0,0,0,null,23,"WSH - Pilleth",0,0,0,0,0,0]
[23,110,0,0,0,0,0,0,0,0,0,0,0,0,0,0,0,0,0,0,0,0,0,0,0,0,0,0,0,0,null,23,"WSH - South Meirionydd",0,0,0,0,0,0]
[23,114,0,0,0,0,0,0,0,0,0,0,0,0,0,0,0,0,0,0,0,0,0,0,0,0,0,0,0,0,null,23,"WSH - Whitbourne",0,0,0,0,0,0]
[23,116,0,0,0,0,0,0,0,0,0,0,0,0,0,0,0,0,0,0,0,0,0,0,0,0,0,0,0,0,null,23,"YKY - East SWZ",0,0,0,0,0,0]
[23,119,0,0,0,0,0,0,0,0,0,0,0,0,0,0,0,0,0,0,0,0,0,0,0,0,0,0,0,0]
[23,121,0,0,0,0,0,0,0,0,0,0,0,0,0,0,0,0,0,0,0,0,0,0,0,0,0,0,0,0]
[23,122,0,0,0,0,0,0,0,0,0,0,0,0,0,0,0,0,0,0,0,0,0,0,0,0,0,0,0,0]
[23,125,0,0,0,0,0,0,0,0,0,0,0,0,0,0,0,0,0,0,0,0,0,0,0,0,0,0,0,0]
[23,128,0,0,0,0,0,0,0,0,0,0,0,0,0,0,0,0,0,0,0,0,0,0,0,0,0,0,0,0]
[23,131,0,0,0,0,0,0,0,0,0,0,0,0,0,0,0,0,0,0,0,0,0,0,0,0,0,0,0,0]
[23,135,0,0,0,0,0,0,0,0,0,0,0,0,0,0,0,0,0,0,0,0,0,0,0,0,0,0,0,0]
[23,137,0,0,0,0,0,0,0,0,0,0,0,0,0,0,0,0,0,0,0,0,0,0,0,0,0,0,0,0]
[23,140,0,0,0,0,0,0,0,0,0,0,0,0,0,0,0,0,0,0,0,0,0,0,0,0,0,0,0,0]
[23,142,0,0,0,0,0,0,0,0,0,0,0,0,0,0,0,0,0,0,0,0,0,0,0,0,0,0,0,0]
[23,143,0,0,0,0,0,0,0,0,0,0,0,0,0,0,0,0,0,0,0,0,0,0,0,0,0,0,0,0]
[23,147,0,0,0,0,0,0,0,0,0,0,0,0,0,0,0,0,0,0,0,0,0,0,0,0,0,0,0,0]
[23,149,0,0,0,0,0,0,0,0,0,0,0,0,0,0,0,0,0,0,0,0,0,0,0,0,0,0,0,0]
[23,152,0,0,0,0,0,0,0,0,0,0,0,0,0,0,0,0,0,0,0,0,0,0,0,0,0,0,0,0]
[24,1,69,"SVT - Nottinghamshire",0,0,0,0,67,"SVT - Newark",0,0,0,0,0,0,0,0,0,0,0,0,0,0,0,0,0,0,0,0,null,24,"AFW - 1 Misbourne",0,0,0,0,0,0]
[24,3,69,"SVT - Nottinghamshire",0,0,0,0,10,"ANH - Central Lincolnshire",0,0,0,0,0,0,0,0,0,0,0,0,0,0,0,0,0,0,0,0,null,24,"AFW - 3 Lee",0,0,0,0,0,0]
[24,6,46,"SEW - 4",0,0,0,0,1,"AFW - 1 Misbourne",0,0,0,0,0,0,0,0,0,0,0,0,0,0,0,0,0,0,0,0,null,24,"AFW - 6 Wey",0,0,0,0,0,0]
[24,7,46,"SEW - 4",0,0,0,0,84,"TMS - Slough Wycombe Aylesbury",0,0,0,0,0,0,0,0,0,0,0,0,0,0,0,0,0,0,0,0,null,24,"AFW - 7 Dour",0,0,0,0,0,0]
[24,10,46,"SEW - 4",0,0,0,0,51,"SRN - Hants Andover",0,0,0,0,0,0,0,0,0,0,0,0,0,0,0,0,0,0,0,0,null,24,"ANH - Central Lincolnshire",0,0,0,0,0,0]
[24,13,46,"SEW - 4",0,0,0,0,81,"TMS - Henley",0,0,0,0,0,0,0,0,0,0,0,0,0,0,0,0,0,0,0,0,null,24,"ANH - East Suffolk",0,0,0,0,0,0]
[24,15,44,"SEW - 2",0,0,0,0,58,"SRN - Sussex Hastings",0,0,0,0,0,0,0,0,0,0,0,0,0,0,0,0,0,0,0,0,null,24,"ANH - Fenland",0,0,0,0,0,0]
[24,18,57,"SRN - Sussex Brighton",0,0,0,0,80,"TMS - Guildford",0,0,0,0,0,0,0,0,0,0,0,0,0,0,0,0,0,0,0,0,null,24,"ANH - NEWMARKET",0,0,0,0,0,0]
[24,22,59,"SRN - Sussex North",0,0,0,0,39,"PRT - Companywide (portsmouth)",0,0,0,0,0,0,0,0,0,0,0,0,0,0,0,0,0,0,0,0,null,24,"ANH - Ruthamford North",0,0,0,0,0,0]
[24,24,53,"SRN - Hants South",0,0,0,0,40,"SBW - Companywide (SBW)",0,0,0,0,0,0,0,0,0,0,0,0,0,0,0,0,0,0,0,0,null,24,"ANH - South Essex",0,0,0,0,0,0]
[24,25,53,"SRN - Hants South",0,0,0,0,51,"SRN - Hants Andover",0,0,0,0,0,0,0,0,0,0,0,0,0,0,0,0,0,0,0,0,null,24,"ANH - SUDBURY",0,0,0,0,0,0]
[24,28,53,"SRN - Hants South",0,0,0,0,39,"PRT - Companywide (portsmouth)",0,0,0,0,0,0,0,0,0,0,0,0,0,0,0,0,0,0,0,0,null,24,"BRL - Bristol",0,0,0,0,0,0]
[24,31,60,"SRN - Sussex Worthing",0,0,0,0,47,"SEW - 5",0,0,0,0,0,0,0,0,0,0,0,0,0,0,0,0,0,0,0,0,null,24,"DVW - Chester",0,0,0,0,0,0]
[24,34,83,"TMS - London",0,0,0,0,34,"ESK - Essex",0,0,0,0,0,0,0,0,0,0,0,0,0,0,0,0,0,0,0,0,null,24,"ESK - Essex",0,0,0,0,0,0]
[24,36,83,"TMS - London",0,0,0,0,1,"AFW - 1 Misbourne",0,0,0,0,0,0,0,0,0,0,0,0,0,0,0,0,0,0,0,0,null,24,"ESK - Northern & Central",0,0,0,0,0,0]
[24,39,50,"SEW - 8",0,0,0,0,58,"SRN - Sussex Hastings",0,0,0,0,0,0,0,0,0,0,0,0,0,0,0,0,0,0,0,0,null,24,"PRT - Companywide (portsmouth)",0,0,0,0,0,0]
[24,43,4,"AFW - 4 Pinn",0,0,0,0,2,"AFW - 2 Colne",0,0,0,0,0,0,0,0,0,0,0,0,0,0,0,0,0,0,0,0,null,24,"SEW - 1",0,0,0,0,0,0]
[24,45,4,"AFW - 4 Pinn",0,0,0,0,84,"TMS - Slough Wycombe Aylesbury",0,0,0,0,0,0,0,0,0,0,0,0,0,0,0,0,0,0,0,0,null,24,"SEW - 3",0,0,0,0,0,0]
[24,46,4,"AFW - 4 Pinn",0,0,0,0,41,"SES - East Surrey",0,0,0,0,0,0,0,0,0,0,0,0,0,0,0,0,0,0,0,0,null,24,"SEW - 4",0,0,0,0,0,0]
[24,49,6,"AFW - 6 Wey",0,0,0,0,2,"AFW - 2 Colne",0,0,0,0,0,0,0,0,0,0,0,0,0,0,0,0,0,0,0,0,null,24,"SEW - 7",0,0,0,0,0,0]
[24,52,6,"AFW - 6 Wey",0,0,0,0,41,"SES - East Surrey",0,0,0,0,0,0,0,0,0,0,0,0,0,0,0,0,0,0,0,0,null,24,"SRN - Hants Kingsclere",0,0,0,0,0,0]
[24,55,6,"AFW - 6 Wey",0,0,0,0,82,"TMS - Kennet Valley",0,0,0,0,0,0,0,0,0,0,0,0,0,0,0,0,0,0,0,0,null,24,"SRN - Kent Medway",0,0,0,0,0,0]
[24,58,21,"ANH - Norwich and the Broads",0,0,0,0,19,"ANH - Norfolk Rural",0,0,0,0,0,0,0,0,0,0,0,0,0,0,0,0,0,0,0,0,null,24,"SRN - Sussex Hastings",0,0,0,0,0,0]
[24,60,21,"ANH - Norwich and the Broads",0,0,0,0,33,"ESK - Blyth",0,0,0,0,0,0,0,0,0,0,0,0,0,0,0,0,0,0,0,0,null,24,"SRN - Sussex Worthing",0,0,0,0,0,0]
[24,61,21,"ANH - Norwich and the Broads",0,0,0,0,35,"ESK - Hartismere",0,0,0,0,0,0,0,0,0,0,0,0,0,0,0,0,0,0,0,0,null,24,"SSC - South Staffordshire",0,0,0,0,0,0]
[24,62,3,"AFW - 3 Lee",0,0,0,0,29,"CAM - Cambridge",0,0,0,0,0,0,0,0,0,0,0,0,0,0,0,0,0,0,0,0,null,24,"SVT - Bishops Castle",0,0,0,0,0,0]
[24,63,3,"AFW - 3 Lee",0,0,0,0,2,"AFW - 2 Colne",0,0,0,0,0,0,0,0,0,0,0,0,0,0,0,0,0,0,0,0,null,24,"SVT - Forest and Stroud",0,0,0,0,0,0]
[24,64,3,"AFW - 3 Lee",0,0,0,0,1,"AFW - 1 Misbourne",0,0,0,0,0,0,0,0,0,0,0,0,0,0,0,0,0,0,0,0,null,24,"SVT - Kinsall",0,0,0,0,0,0]
[24,65,3,"AFW - 3 Lee",0,0,0,0,84,"TMS - Slough Wycombe Aylesbury",0,0,0,0,0,0,0,0,0,0,0,0,0,0,0,0,0,0,0,0,null,24,"SVT - Llandinam and Llanwrin",0,0,0,0,0,0]
[24,66,74,"SVT - Strategic Grid",0,0,0,0,75,"SVT - Whitchurch and Wem",0,0,0,0,0,0,0,0,0,0,0,0,0,0,0,0,0,0,0,0,null,24,"SVT - Mardy",0,0,0,0,0,0]
[24,67,74,"SVT - Strategic Grid",0,0,0,0,73,"SVT - Stafford",0,0,0,0,0,0,0,0,0,0,0,0,0,0,0,0,0,0,0,0,null,24,"SVT - Newark",0,0,0,0,0,0]
[24,68,74,"SVT - Strategic Grid",0,0,0,0,64,"SVT - Kinsall",0,0,0,0,0,0,0,0,0,0,0,0,0,0,0,0,0,0,0,0,null,24,"SVT - North Staffs",0,0,0,0,0,0]
[24,69,74,"SVT - Strategic Grid",0,0,0,0,72,"SVT - Shelton",0,0,0,0,0,0,0,0,0,0,0,0,0,0,0,0,0,0,0,0,null,24,"SVT - Nottinghamshire",0,0,0,0,0,0]
[24,70,74,"SVT - Strategic Grid",0,0,0,0,71,"SVT - Ruyton",0,0,0,0,0,0,0,0,0,0,0,0,0,0,0,0,0,0,0,0,null,24,"SVT - Rutland",0,0,0,0,0,0]
[24,71,74,"SVT - Strategic Grid",0,0,0,0,61,"SSC - South Staffordshire",0,0,0,0,0,0,0,0,0,0,0,0,0,0,0,0,0,0,0,0,null,24,"SVT - Ruyton",0,0,0,0,0,0]
[24,72,74,"SVT - Strategic Grid",0,0,0,0,76,"SVT - Wolverhampton",0,0,0,0,0,0,0,0,0,0,0,0,0,0,0,0,0,0,0,0,null,24,"SVT - Shelton",0,0,0,0,0,0]
[24,73,74,"SVT - Strategic Grid",0,0,0,0,62,"SVT - Bishops Castle",0,0,0,0,0,0,0,0,0,0,0,0,0,0,0,0,0,0,0,0,null,24,"SVT - Stafford",0,0,0,0,0,0]
[24,74,74,"SVT - Strategic Grid",0,0,0,0,99,"WSH - Hereford C.U. System",0,0,0,0,0,0,0,0,0,0,0,0,0,0,0,0,0,0,0,0,null,24,"SVT - Strategic Grid",0,0,0,0,0,0]
[24,75,74,"SVT - Strategic Grid",0,0,0,0,107,"WSH - Pilleth",0,0,0,0,0,0,0,0,0,0,0,0,0,0,0,0,0,0,0,0,null,24,"SVT - Whitchurch and Wem",0,0,0,0,0,0]
[24,76,13,"ANH - East Suffolk",0,0,0,0,33,"ESK - Blyth",0,0,0,0,0,0,0,0,0,0,0,0,0,0,0,0,0,0,0,0,null,24,"SVT - Wolverhampton",0,0,0,0,0,0]
[24,77,13,"ANH - East Suffolk",0,0,0,0,8,"AFW - 8 Brett",0,0,0,0,0,0,0,0,0,0,0,0,0,0,0,0,0,0,0,0,null,24,"SWT - Colliford",0,0,0,0,0,0]
[24,78,13,"ANH - East Suffolk",0,0,0,0,35,"ESK - Hartismere",0,0,0,0,0,0,0,0,0,0,0,0,0,0,0,0,0,0,0,0,null,24,"SWT - Roadford",0,0,0,0,0,0]
[24,79,13,"ANH - East Suffolk",0,0,0,0,25,"ANH - SUDBURY",0,0,0,0,0,0,0,0,0,0,0,0,0,0,0,0,0,0,0,0,null,24,"SWT - Wimbleball",0,0,0,0,0,0]
[24,80,28,"BRL - Bristol",0,0,0,0,115,"WSX - Companywide (WW)",0,0,0,0,0,0,0,0,0,0,0,0,0,0,0,0,0,0,0,0,null,24,"TMS - Guildford",0,0,0,0,0,0]
[24,81,53,"SRN - Hants South",0,0,0,0,115,"WSX - Companywide (WW)",0,0,0,0,0,0,0,0,0,0,0,0,0,0,0,0,0,0,0,0,null,24,"TMS - Henley",0,0,0,0,0,0]
[24,82,117,"YKY - Grid",0,0,0,0,116,"YKY - East SWZ",0,0,0,0,0,0,0,0,0,0,0,0,0,0,0,0,0,0,0,0,null,24,"TMS - Kennet Valley",0,0,0,0,0,0]
[24,83,117,"YKY - Grid",0,0,0,0,26,"ANH - West Lincolnshire",0,0,0,0,0,0,0,0,0,0,0,0,0,0,0,0,0,0,0,0,null,24,"TMS - London",0,0,0,0,0,0]
[24,84,117,"YKY - Grid",0,0,0,0,38,"NNE - Kielder",0,0,0,0,0,0,0,0,0,0,0,0,0,0,0,0,0,0,0,0,null,24,"TMS - Slough Wycombe Aylesbury",0,0,0,0,0,0]
[24,85,117,"YKY - Grid",0,0,0,0,87,"UU - Integrated",0,0,0,0,0,0,0,0,0,0,0,0,0,0,0,0,0,0,0,0,null,24,"TMS - SWOX",0,0,0,0,0,0]
[24,86,74,"SVT - Strategic Grid",0,0,0,0,22,"ANH - Ruthamford North",0,0,0,0,0,0,0,0,0,0,0,0,0,0,0,0,0,0,0,0,null,24,"UU - Carlisle",0,0,0,0,0,0]
[24,87,74,"SVT - Strategic Grid",0,0,0,0,10,"ANH - Central Lincolnshire",0,0,0,0,0,0,0,0,0,0,0,0,0,0,0,0,0,0,0,0,null,24,"UU - Integrated",0,0,0,0,0,0]
[24,88,74,"SVT - Strategic Grid",0,0,0,0,68,"SVT - North Staffs",0,0,0,0,0,0,0,0,0,0,0,0,0,0,0,0,0,0,0,0,null,24,"UU - North Eden",0,0,0,0,0,0]
[24,89,74,"SVT - Strategic Grid",0,0,0,0,70,"SVT - Rutland",0,0,0,0,0,0,0,0,0,0,0,0,0,0,0,0,0,0,0,0,null,24,"UU - West Cumbria",0,0,0,0,0,0]
[24,90,74,"SVT - Strategic Grid",0,0,0,0,63,"SVT - Forest and Stroud",0,0,0,0,0,0,0,0,0,0,0,0,0,0,0,0,0,0,0,0,null,24,"VWP - Tidworth",0,0,0,0,0,0]
[24,91,74,"SVT - Strategic Grid",0,0,0,0,87,"UU - Integrated",0,0,0,0,0,0,0,0,0,0,0,0,0,0,0,0,0,0,0,0,null,24,"WSH - Alwen /Dee",0,0,0,0,0,0]
[24,92,74,"SVT - Strategic Grid",0,0,0,0,108,"WSH - Ross-on-Wye",0,0,0,0,0,0,0,0,0,0,0,0,0,0,0,0,0,0,0,0,null,24,"WSH - Bala",0,0,0,0,0,0]
[24,93,0,0,0,0,0,0,0,0,0,0,0,0,0,0,0,0,0,0,0,0,0,0,0,0,0,0,0,0,null,24,"WSH - Barmouth",0,0,0,0,0,0]
[24,94,0,0,0,0,0,0,0,0,0,0,0,0,0,0,0,0,0,0,0,0,0,0,0,0,0,0,0,0,null,24,"WSH - Blaenau Ffestiniog",0,0,0,0,0,0]
[24,95,0,0,0,0,0,0,0,0,0,0,0,0,0,0,0,0,0,0,0,0,0,0,0,0,0,0,0,0,null,24,"WSH - Brecon / Portis",0,0,0,0,0,0]
[24,96,0,0,0,0,0,0,0,0,0,0,0,0,0,0,0,0,0,0,0,0,0,0,0,0,0,0,0,0,null,24,"WSH - Clwyd Coastal",0,0,0,0,0,0]
[24,97,0,0,0,0,0,0,0,0,0,0,0,0,0,0,0,0,0,0,0,0,0,0,0,0,0,0,0,0,null,24,"WSH - Dyffryn Conwy",0,0,0,0,0,0]
[24,98,0,0,0,0,0,0,0,0,0,0,0,0,0,0,0,0,0,0,0,0,0,0,0,0,0,0,0,0,null,24,"WSH - Elan/Builth Wells",0,0,0,0,0,0]
[24,99,0,0,0,0,0,0,0,0,0,0,0,0,0,0,0,0,0,0,0,0,0,0,0,0,0,0,0,0,null,24,"WSH - Hereford C.U. System",0,0,0,0,0,0]
[24,100,0,0,0,0,0,0,0,0,0,0,0,0,0,0,0,0,0,0,0,0,0,0,0,0,0,0,0,0,null,24,"WSH - Lleyn / Harlech",0,0,0,0,0,0]
[24,101,0,0,0,0,0,0,0,0,0,0,0,0,0,0,0,0,0,0,0,0,0,0,0,0,0,0,0,0,null,24,"WSH - Llyswen",0,0,0,0,0,0]
[24,102,0,0,0,0,0,0,0,0,0,0,0,0,0,0,0,0,0,0,0,0,0,0,0,0,0,0,0,0,null,24,"WSH - Mid & South Ceredigion",0,0,0,0,0,0]
[24,103,0,0,0,0,0,0,0,0,0,0,0,0,0,0,0,0,0,0,0,0,0,0,0,0,0,0,0,0,null,24,"WSH - Monmouth",0,0,0,0,0,0]
[24,104,0,0,0,0,0,0,0,0,0,0,0,0,0,0,0,0,0,0,0,0,0,0,0,0,0,0,0,0,null,24,"WSH - North Ceredigion",0,0,0,0,0,0]
[24,105,0,0,0,0,0,0,0,0,0,0,0,0,0,0,0,0,0,0,0,0,0,0,0,0,0,0,0,0,null,24,"WSH - North Eryri / Ynys Mon",0,0,0,0,0,0]
[24,106,0,0,0,0,0,0,0,0,0,0,0,0,0,0,0,0,0,0,0,0,0,0,0,0,0,0,0,0,null,24,"WSH - Pembrokeshire",0,0,0,0,0,0]
[24,107,0,0,0,0,0,0,0,0,0,0,0,0,0,0,0,0,0,0,0,0,0,0,0,0,0,0,0,0,null,24,"WSH - Pilleth",0,0,0,0,0,0]
[24,108,0,0,0,0,0,0,0,0,0,0,0,0,0,0,0,0,0,0,0,0,0,0,0,0,0,0,0,0,null,24,"WSH - Ross-on-Wye",0,0,0,0,0,0]
[24,109,0,0,0,0,0,0,0,0,0,0,0,0,0,0,0,0,0,0,0,0,0,0,0,0,0,0,0,0,null,24,"WSH - SE Wales C.U. System",0,0,0,0,0,0]
[24,110,0,0,0,0,0,0,0,0,0,0,0,0,0,0,0,0,0,0,0,0,0,0,0,0,0,0,0,0,null,24,"WSH - South Meirionydd",0,0,0,0,0,0]
[24,111,0,0,0,0,0,0,0,0,0,0,0,0,0,0,0,0,0,0,0,0,0,0,0,0,0,0,0,0,null,24,"WSH - Tywi C.U. System",0,0,0,0,0,0]
[24,112,0,0,0,0,0,0,0,0,0,0,0,0,0,0,0,0,0,0,0,0,0,0,0,0,0,0,0,0,null,24,"WSH - Tywyn / Aberdyfi",0,0,0,0,0,0]
[24,113,0,0,0,0,0,0,0,0,0,0,0,0,0,0,0,0,0,0,0,0,0,0,0,0,0,0,0,0,null,24,"WSH - Vowchurch",0,0,0,0,0,0]
[24,114,0,0,0,0,0,0,0,0,0,0,0,0,0,0,0,0,0,0,0,0,0,0,0,0,0,0,0,0,null,24,"WSH - Whitbourne",0,0,0,0,0,0]
[24,115,0,0,0,0,0,0,0,0,0,0,0,0,0,0,0,0,0,0,0,0,0,0,0,0,0,0,0,0,null,24,"WSX - Companywide (WW)",0,0,0,0,0,0]
[24,116,0,0,0,0,0,0,0,0,0,0,0,0,0,0,0,0,0,0,0,0,0,0,0,0,0,0,0,0,null,24,"YKY - East SWZ",0,0,0,0,0,0]
[24,117,0,0,0,0,0,0,0,0,0,0,0,0,0,0,0,0,0,0,0,0,0,0,0,0,0,0,0,0,null,24,"YKY - Grid",0,0,0,0,0,0]
[24,118,0,0,0,0,0,0,0,0,0,0,0,0,0,0,0,0,0,0,0,0,0,0,0,0,0,0,0,0]
[24,119,0,0,0,0,0,0,0,0,0,0,0,0,0,0,0,0,0,0,0,0,0,0,0,0,0,0,0,0]
[24,120,0,0,0,0,0,0,0,0,0,0,0,0,0,0,0,0,0,0,0,0,0,0,0,0,0,0,0,0]
[24,121,0,0,0,0,0,0,0,0,0,0,0,0,0,0,0,0,0,0,0,0,0,0,0,0,0,0,0,0]
[24,122,0,0,0,0,0,0,0,0,0,0,0,0,0,0,0,0,0,0,0,0,0,0,0,0,0,0,0,0]
[24,123,0,0,0,0,0,0,0,0,0,0,0,0,0,0,0,0,0,0,0,0,0,0,0,0,0,0,0,0]
[24,124,0,0,0,0,0,0,0,0,0,0,0,0,0,0,0,0,0,0,0,0,0,0,0,0,0,0,0,0]
[24,125,0,0,0,0,0,0,0,0,0,0,0,0,0,0,0,0,0,0,0,0,0,0,0,0,0,0,0,0]
[24,126,0,0,0,0,0,0,0,0,0,0,0,0,0,0,0,0,0,0,0,0,0,0,0,0,0,0,0,0]
[24,127,0,0,0,0,0,0,0,0,0,0,0,0,0,0,0,0,0,0,0,0,0,0,0,0,0,0,0,0]
[24,128,0,0,0,0,0,0,0,0,0,0,0,0,0,0,0,0,0,0,0,0,0,0,0,0,0,0,0,0]
[24,129,0,0,0,0,0,0,0,0,0,0,0,0,0,0,0,0,0,0,0,0,0,0,0,0,0,0,0,0]
[24,130,0,0,0,0,0,0,0,0,0,0,0,0,0,0,0,0,0,0,0,0,0,0,0,0,0,0,0,0]
[24,131,0,0,0,0,0,0,0,0,0,0,0,0,0,0,0,0,0,0,0,0,0,0,0,0,0,0,0,0]
[24,132,0,0,0,0,0,0,0,0,0,0,0,0,0,0,0,0,0,0,0,0,0,0,0,0,0,0,0,0]
[24,133,0,0,0,0,0,0,0,0,0,0,0,0,0,0,0,0,0,0,0,0,0,0,0,0,0,0,0,0]
[24,134,0,0,0,0,0,0,0,0,0,0,0,0,0,0,0,0,0,0,0,0,0,0,0,0,0,0,0,0]
[24,135,0,0,0,0,0,0,0,0,0,0,0,0,0,0,0,0,0,0,0,0,0,0,0,0,0,0,0,0]
[24,136,0,0,0,0,0,0,0,0,0,0,0,0,0,0,0,0,0,0,0,0,0,0,0,0,0,0,0,0]
[24,137,0,0,0,0,0,0,0,0,0,0,0,0,0,0,0,0,0,0,0,0,0,0,0,0,0,0,0,0]
[24,138,0,0,0,0,0,0,0,0,0,0,0,0,0,0,0,0,0,0,0,0,0,0,0,0,0,0,0,0]
[24,139,0,0,0,0,0,0,0,0,0,0,0,0,0,0,0,0,0,0,0,0,0,0,0,0,0,0,0,0]
[24,140,0,0,0,0,0,0,0,0,0,0,0,0,0,0,0,0,0,0,0,0,0,0,0,0,0,0,0,0]
[24,141,0,0,0,0,0,0,0,0,0,0,0,0,0,0,0,0,0,0,0,0,0,0,0,0,0,0,0,0]
[24,142,0,0,0,0,0,0,0,0,0,0,0,0,0,0,0,0,0,0,0,0,0,0,0,0,0,0,0,0]
[24,143,0,0,0,0,0,0,0,0,0,0,0,0,0,0,0,0,0,0,0,0,0,0,0,0,0,0,0,0]
[24,144,0,0,0,0,0,0,0,0,0,0,0,0,0,0,0,0,0,0,0,0,0,0,0,0,0,0,0,0]
[24,145,0,0,0,0,0,0,0,0,0,0,0,0,0,0,0,0,0,0,0,0,0,0,0,0,0,0,0,0]
[24,146,0,0,0,0,0,0,0,0,0,0,0,0,0,0,0,0,0,0,0,0,0,0,0,0,0,0,0,0]
[24,147,0,0,0,0,0,0,0,0,0,0,0,0,0,0,0,0,0,0,0,0,0,0,0,0,0,0,0,0]
[24,148,0,0,0,0,0,0,0,0,0,0,0,0,0,0,0,0,0,0,0,0,0,0,0,0,0,0,0,0]
[24,149,0,0,0,0,0,0,0,0,0,0,0,0,0,0,0,0,0,0,0,0,0,0,0,0,0,0,0,0]
[24,150,0,0,0,0,0,0,0,0,0,0,0,0,0,0,0,0,0,0,0,0,0,0,0,0,0,0,0,0]
[24,151,0,0,0,0,0,0,0,0,0,0,0,0,0,0,0,0,0,0,0,0,0,0,0,0,0,0,0,0]
[24,152,0,0,0,0,0,0,0,0,0,0,0,0,0,0,0,0,0,0,0,0,0,0,0,0,0,0,0,0]
[24,153,0,0,0,0,0,0,0,0,0,0,0,0,0,0,0,0,0,0,0,0,0,0,0,0,0,0,0,0]
[24,154,0,0,0,0,0,0,0,0,0,0,0,0,0,0,0,0,0,0,0,0,0,0,0,0,0,0,0,0]
[]
[25,1,69,"SVT - Nottinghamshire",0,0,0,0,67,"SVT - Newark",0,0,0,0,0,0,0,0,0,0,0,0,0,0,0,0,0,0,0,0,null,25,"AFW - 1 Misbourne",0,0,0,0,0,0]
[25,2,69,"SVT - Nottinghamshire",0,0,0,0,26,"ANH - West Lincolnshire",0,0,0,0,0,0,0,0,0,0,0,0,0,0,0,0,0,0,0,0,null,25,"AFW - 2 Colne",0,0,0,0,0,0]
[25,3,69,"SVT - Nottinghamshire",0,0,0,0,10,"ANH - Central Lincolnshire",0,0,0,0,0,0,0,0,0,0,0,0,0,0,0,0,0,0,0,0,null,25,"AFW - 3 Lee",0,0,0,0,0,0]
[25,4,28,"BRL - Bristol",0,0,0,0,63,"SVT - Forest and Stroud",0,0,0,0,0,0,0,0,0,0,0,0,0,0,0,0,0,0,0,0,null,25,"AFW - 4 Pinn",0,0,0,0,0,0]
[25,5,28,"BRL - Bristol",0,0,0,0,103,"WSH - Monmouth",0,0,0,0,0,0,0,0,0,0,0,0,0,0,0,0,0,0,0,0,null,25,"AFW - 5 Stort",0,0,0,0,0,0]
[25,6,46,"SEW - 4",0,0,0,0,1,"AFW - 1 Misbourne",0,0,0,0,0,0,0,0,0,0,0,0,0,0,0,0,0,0,0,0,null,25,"AFW - 6 Wey",0,0,0,0,0,0]
[25,7,46,"SEW - 4",0,0,0,0,84,"TMS - Slough Wycombe Aylesbury",0,0,0,0,0,0,0,0,0,0,0,0,0,0,0,0,0,0,0,0,null,25,"AFW - 7 Dour",0,0,0,0,0,0]
[25,8,46,"SEW - 4",0,0,0,0,47,"SEW - 5",0,0,0,0,0,0,0,0,0,0,0,0,0,0,0,0,0,0,0,0,null,25,"AFW - 8 Brett",0,0,0,0,0,0]
[25,9,46,"SEW - 4",0,0,0,0,80,"TMS - Guildford",0,0,0,0,0,0,0,0,0,0,0,0,0,0,0,0,0,0,0,0,null,25,"ANH - Central Essex",0,0,0,0,0,0]
[25,10,46,"SEW - 4",0,0,0,0,51,"SRN - Hants Andover",0,0,0,0,0,0,0,0,0,0,0,0,0,0,0,0,0,0,0,0,null,25,"ANH - Central Lincolnshire",0,0,0,0,0,0]
[25,11,46,"SEW - 4",0,0,0,0,52,"SRN - Hants Kingsclere",0,0,0,0,0,0,0,0,0,0,0,0,0,0,0,0,0,0,0,0,null,25,"ANH - CHEVELEY",0,0,0,0,0,0]
[25,12,46,"SEW - 4",0,0,0,0,82,"TMS - Kennet Valley",0,0,0,0,0,0,0,0,0,0,0,0,0,0,0,0,0,0,0,0,null,25,"ANH - East Lincolnshire",0,0,0,0,0,0]
[25,13,46,"SEW - 4",0,0,0,0,81,"TMS - Henley",0,0,0,0,0,0,0,0,0,0,0,0,0,0,0,0,0,0,0,0,null,25,"ANH - East Suffolk",0,0,0,0,0,0]
[25,14,45,"SEW - 3",0,0,0,0,58,"SRN - Sussex Hastings",0,0,0,0,0,0,0,0,0,0,0,0,0,0,0,0,0,0,0,0,null,25,"ANH - ELY",0,0,0,0,0,0]
[25,15,44,"SEW - 2",0,0,0,0,58,"SRN - Sussex Hastings",0,0,0,0,0,0,0,0,0,0,0,0,0,0,0,0,0,0,0,0,null,25,"ANH - Fenland",0,0,0,0,0,0]
[25,16,44,"SEW - 2",0,0,0,0,41,"SES - East Surrey",0,0,0,0,0,0,0,0,0,0,0,0,0,0,0,0,0,0,0,0,null,25,"ANH - Hartlepool",0,0,0,0,0,0]
[25,17,57,"SRN - Sussex Brighton",0,0,0,0,41,"SES - East Surrey",0,0,0,0,0,0,0,0,0,0,0,0,0,0,0,0,0,0,0,0,null,25,"ANH - Hunstanton",0,0,0,0,0,0]
[25,18,57,"SRN - Sussex Brighton",0,0,0,0,80,"TMS - Guildford",0,0,0,0,0,0,0,0,0,0,0,0,0,0,0,0,0,0,0,0,null,25,"ANH - NEWMARKET",0,0,0,0,0,0]
[25,19,59,"SRN - Sussex North",0,0,0,0,41,"SES - East Surrey",0,0,0,0,0,0,0,0,0,0,0,0,0,0,0,0,0,0,0,0,null,25,"ANH - Norfolk Rural",0,0,0,0,0,0]
[25,20,59,"SRN - Sussex North",0,0,0,0,47,"SEW - 5",0,0,0,0,0,0,0,0,0,0,0,0,0,0,0,0,0,0,0,0,null,25,"ANH - North Norfolk Coast",0,0,0,0,0,0]
[25,21,59,"SRN - Sussex North",0,0,0,0,80,"TMS - Guildford",0,0,0,0,0,0,0,0,0,0,0,0,0,0,0,0,0,0,0,0,null,25,"ANH - Norwich and the Broads",0,0,0,0,0,0]
[25,22,59,"SRN - Sussex North",0,0,0,0,39,"PRT - Companywide (portsmouth)",0,0,0,0,0,0,0,0,0,0,0,0,0,0,0,0,0,0,0,0,null,25,"ANH - Ruthamford North",0,0,0,0,0,0]
[25,23,53,"SRN - Hants South",0,0,0,0,47,"SEW - 5",0,0,0,0,0,0,0,0,0,0,0,0,0,0,0,0,0,0,0,0,null,25,"ANH - Ruthamford South",0,0,0,0,0,0]
[25,24,53,"SRN - Hants South",0,0,0,0,40,"SBW - Companywide (SBW)",0,0,0,0,0,0,0,0,0,0,0,0,0,0,0,0,0,0,0,0,null,25,"ANH - South Essex",0,0,0,0,0,0]
[25,25,53,"SRN - Hants South",0,0,0,0,51,"SRN - Hants Andover",0,0,0,0,0,0,0,0,0,0,0,0,0,0,0,0,0,0,0,0,null,25,"ANH - SUDBURY",0,0,0,0,0,0]
[25,26,53,"SRN - Hants South",0,0,0,0,52,"SRN - Hants Kingsclere",0,0,0,0,0,0,0,0,0,0,0,0,0,0,0,0,0,0,0,0,null,25,"ANH - West Lincolnshire",0,0,0,0,0,0]
[25,27,53,"SRN - Hants South",0,0,0,0,30,"CHL - Cholderton & District",0,0,0,0,0,0,0,0,0,0,0,0,0,0,0,0,0,0,0,0,null,25,"ANH - WEST SUFFOLK",0,0,0,0,0,0]
[25,28,53,"SRN - Hants South",0,0,0,0,39,"PRT - Companywide (portsmouth)",0,0,0,0,0,0,0,0,0,0,0,0,0,0,0,0,0,0,0,0,null,25,"BRL - Bristol",0,0,0,0,0,0]
[25,29,55,"SRN - Kent Medway",0,0,0,0,34,"ESK - Essex",0,0,0,0,0,0,0,0,0,0,0,0,0,0,0,0,0,0,0,0,null,25,"CAM - Cambridge",0,0,0,0,0,0]
[25,30,60,"SRN - Sussex Worthing",0,0,0,0,41,"SES - East Surrey",0,0,0,0,0,0,0,0,0,0,0,0,0,0,0,0,0,0,0,0,null,25,"CHL - Cholderton & District",0,0,0,0,0,0]
[25,31,60,"SRN - Sussex Worthing",0,0,0,0,47,"SEW - 5",0,0,0,0,0,0,0,0,0,0,0,0,0,0,0,0,0,0,0,0,null,25,"DVW - Chester",0,0,0,0,0,0]
[25,32,60,"SRN - Sussex Worthing",0,0,0,0,80,"TMS - Guildford",0,0,0,0,0,0,0,0,0,0,0,0,0,0,0,0,0,0,0,0,null,25,"DVW - Wrexham",0,0,0,0,0,0]
[25,33,60,"SRN - Sussex Worthing",0,0,0,0,39,"PRT - Companywide (portsmouth)",0,0,0,0,0,0,0,0,0,0,0,0,0,0,0,0,0,0,0,0,null,25,"ESK - Blyth",0,0,0,0,0,0]
[25,34,83,"TMS - London",0,0,0,0,34,"ESK - Essex",0,0,0,0,0,0,0,0,0,0,0,0,0,0,0,0,0,0,0,0,null,25,"ESK - Essex",0,0,0,0,0,0]
[25,35,83,"TMS - London",0,0,0,0,2,"AFW - 2 Colne",0,0,0,0,0,0,0,0,0,0,0,0,0,0,0,0,0,0,0,0,null,25,"ESK - Hartismere",0,0,0,0,0,0]
[25,36,83,"TMS - London",0,0,0,0,1,"AFW - 1 Misbourne",0,0,0,0,0,0,0,0,0,0,0,0,0,0,0,0,0,0,0,0,null,25,"ESK - Northern & Central",0,0,0,0,0,0]
[25,37,83,"TMS - London",0,0,0,0,41,"SES - East Surrey",0,0,0,0,0,0,0,0,0,0,0,0,0,0,0,0,0,0,0,0,null,25,"NNE - Berwick-Fowberry",0,0,0,0,0,0]
[25,38,49,"SEW - 7",0,0,0,0,58,"SRN - Sussex Hastings",0,0,0,0,0,0,0,0,0,0,0,0,0,0,0,0,0,0,0,0,null,25,"NNE - Kielder",0,0,0,0,0,0]
[25,39,50,"SEW - 8",0,0,0,0,58,"SRN - Sussex Hastings",0,0,0,0,0,0,0,0,0,0,0,0,0,0,0,0,0,0,0,0,null,25,"PRT - Companywide (portsmouth)",0,0,0,0,0,0]
[25,40,48,"SEW - 6",0,0,0,0,34,"ESK - Essex",0,0,0,0,0,0,0,0,0,0,0,0,0,0,0,0,0,0,0,0,null,25,"SBW - Companywide (SBW)",0,0,0,0,0,0]
[25,41,48,"SEW - 6",0,0,0,0,58,"SRN - Sussex Hastings",0,0,0,0,0,0,0,0,0,0,0,0,0,0,0,0,0,0,0,0,null,25,"SES - East Surrey",0,0,0,0,0,0]
[25,42,48,"SEW - 6",0,0,0,0,41,"SES - East Surrey",0,0,0,0,0,0,0,0,0,0,0,0,0,0,0,0,0,0,0,0,null,25,"SES - Sutton",0,0,0,0,0,0]
[25,43,4,"AFW - 4 Pinn",0,0,0,0,2,"AFW - 2 Colne",0,0,0,0,0,0,0,0,0,0,0,0,0,0,0,0,0,0,0,0,null,25,"SEW - 1",0,0,0,0,0,0]
[25,44,4,"AFW - 4 Pinn",0,0,0,0,1,"AFW - 1 Misbourne",0,0,0,0,0,0,0,0,0,0,0,0,0,0,0,0,0,0,0,0,null,25,"SEW - 2",0,0,0,0,0,0]
[25,45,4,"AFW - 4 Pinn",0,0,0,0,84,"TMS - Slough Wycombe Aylesbury",0,0,0,0,0,0,0,0,0,0,0,0,0,0,0,0,0,0,0,0,null,25,"SEW - 3",0,0,0,0,0,0]
[25,46,4,"AFW - 4 Pinn",0,0,0,0,41,"SES - East Surrey",0,0,0,0,0,0,0,0,0,0,0,0,0,0,0,0,0,0,0,0,null,25,"SEW - 4",0,0,0,0,0,0]
[25,47,4,"AFW - 4 Pinn",0,0,0,0,80,"TMS - Guildford",0,0,0,0,0,0,0,0,0,0,0,0,0,0,0,0,0,0,0,0,null,25,"SEW - 5",0,0,0,0,0,0]
[25,48,4,"AFW - 4 Pinn",0,0,0,0,81,"TMS - Henley",0,0,0,0,0,0,0,0,0,0,0,0,0,0,0,0,0,0,0,0,null,25,"SEW - 6",0,0,0,0,0,0]
[25,49,6,"AFW - 6 Wey",0,0,0,0,2,"AFW - 2 Colne",0,0,0,0,0,0,0,0,0,0,0,0,0,0,0,0,0,0,0,0,null,25,"SEW - 7",0,0,0,0,0,0]
[25,50,6,"AFW - 6 Wey",0,0,0,0,1,"AFW - 1 Misbourne",0,0,0,0,0,0,0,0,0,0,0,0,0,0,0,0,0,0,0,0,null,25,"SEW - 8",0,0,0,0,0,0]
[25,51,6,"AFW - 6 Wey",0,0,0,0,84,"TMS - Slough Wycombe Aylesbury",0,0,0,0,0,0,0,0,0,0,0,0,0,0,0,0,0,0,0,0,null,25,"SRN - Hants Andover",0,0,0,0,0,0]
[25,52,6,"AFW - 6 Wey",0,0,0,0,41,"SES - East Surrey",0,0,0,0,0,0,0,0,0,0,0,0,0,0,0,0,0,0,0,0,null,25,"SRN - Hants Kingsclere",0,0,0,0,0,0]
[25,53,6,"AFW - 6 Wey",0,0,0,0,47,"SEW - 5",0,0,0,0,0,0,0,0,0,0,0,0,0,0,0,0,0,0,0,0,null,25,"SRN - Hants South",0,0,0,0,0,0]
[25,54,6,"AFW - 6 Wey",0,0,0,0,80,"TMS - Guildford",0,0,0,0,0,0,0,0,0,0,0,0,0,0,0,0,0,0,0,0,null,25,"SRN - Isle of Wight",0,0,0,0,0,0]
[25,55,6,"AFW - 6 Wey",0,0,0,0,82,"TMS - Kennet Valley",0,0,0,0,0,0,0,0,0,0,0,0,0,0,0,0,0,0,0,0,null,25,"SRN - Kent Medway",0,0,0,0,0,0]
[25,56,6,"AFW - 6 Wey",0,0,0,0,81,"TMS - Henley",0,0,0,0,0,0,0,0,0,0,0,0,0,0,0,0,0,0,0,0,null,25,"SRN - Kent Thannet",0,0,0,0,0,0]
[25,57,21,"ANH - Norwich and the Broads",0,0,0,0,36,"ESK - Northern & Central",0,0,0,0,0,0,0,0,0,0,0,0,0,0,0,0,0,0,0,0,null,25,"SRN - Sussex Brighton",0,0,0,0,0,0]
[25,58,21,"ANH - Norwich and the Broads",0,0,0,0,19,"ANH - Norfolk Rural",0,0,0,0,0,0,0,0,0,0,0,0,0,0,0,0,0,0,0,0,null,25,"SRN - Sussex Hastings",0,0,0,0,0,0]
[25,59,21,"ANH - Norwich and the Broads",0,0,0,0,20,"ANH - North Norfolk Coast",0,0,0,0,0,0,0,0,0,0,0,0,0,0,0,0,0,0,0,0,null,25,"SRN - Sussex North",0,0,0,0,0,0]
[25,60,21,"ANH - Norwich and the Broads",0,0,0,0,33,"ESK - Blyth",0,0,0,0,0,0,0,0,0,0,0,0,0,0,0,0,0,0,0,0,null,25,"SRN - Sussex Worthing",0,0,0,0,0,0]
[25,61,21,"ANH - Norwich and the Broads",0,0,0,0,35,"ESK - Hartismere",0,0,0,0,0,0,0,0,0,0,0,0,0,0,0,0,0,0,0,0,null,25,"SSC - South Staffordshire",0,0,0,0,0,0]
[25,62,3,"AFW - 3 Lee",0,0,0,0,29,"CAM - Cambridge",0,0,0,0,0,0,0,0,0,0,0,0,0,0,0,0,0,0,0,0,null,25,"SVT - Bishops Castle",0,0,0,0,0,0]
[25,63,3,"AFW - 3 Lee",0,0,0,0,2,"AFW - 2 Colne",0,0,0,0,0,0,0,0,0,0,0,0,0,0,0,0,0,0,0,0,null,25,"SVT - Forest and Stroud",0,0,0,0,0,0]
[25,64,3,"AFW - 3 Lee",0,0,0,0,1,"AFW - 1 Misbourne",0,0,0,0,0,0,0,0,0,0,0,0,0,0,0,0,0,0,0,0,null,25,"SVT - Kinsall",0,0,0,0,0,0]
[25,65,3,"AFW - 3 Lee",0,0,0,0,84,"TMS - Slough Wycombe Aylesbury",0,0,0,0,0,0,0,0,0,0,0,0,0,0,0,0,0,0,0,0,null,25,"SVT - Llandinam and Llanwrin",0,0,0,0,0,0]
[25,66,74,"SVT - Strategic Grid",0,0,0,0,75,"SVT - Whitchurch and Wem",0,0,0,0,0,0,0,0,0,0,0,0,0,0,0,0,0,0,0,0,null,25,"SVT - Mardy",0,0,0,0,0,0]
[25,67,74,"SVT - Strategic Grid",0,0,0,0,73,"SVT - Stafford",0,0,0,0,0,0,0,0,0,0,0,0,0,0,0,0,0,0,0,0,null,25,"SVT - Newark",0,0,0,0,0,0]
[25,68,74,"SVT - Strategic Grid",0,0,0,0,64,"SVT - Kinsall",0,0,0,0,0,0,0,0,0,0,0,0,0,0,0,0,0,0,0,0,null,25,"SVT - North Staffs",0,0,0,0,0,0]
[25,69,74,"SVT - Strategic Grid",0,0,0,0,72,"SVT - Shelton",0,0,0,0,0,0,0,0,0,0,0,0,0,0,0,0,0,0,0,0,null,25,"SVT - Nottinghamshire",0,0,0,0,0,0]
[25,70,74,"SVT - Strategic Grid",0,0,0,0,71,"SVT - Ruyton",0,0,0,0,0,0,0,0,0,0,0,0,0,0,0,0,0,0,0,0,null,25,"SVT - Rutland",0,0,0,0,0,0]
[25,71,74,"SVT - Strategic Grid",0,0,0,0,61,"SSC - South Staffordshire",0,0,0,0,0,0,0,0,0,0,0,0,0,0,0,0,0,0,0,0,null,25,"SVT - Ruyton",0,0,0,0,0,0]
[25,72,74,"SVT - Strategic Grid",0,0,0,0,76,"SVT - Wolverhampton",0,0,0,0,0,0,0,0,0,0,0,0,0,0,0,0,0,0,0,0,null,25,"SVT - Shelton",0,0,0,0,0,0]
[25,73,74,"SVT - Strategic Grid",0,0,0,0,62,"SVT - Bishops Castle",0,0,0,0,0,0,0,0,0,0,0,0,0,0,0,0,0,0,0,0,null,25,"SVT - Stafford",0,0,0,0,0,0]
[25,74,74,"SVT - Strategic Grid",0,0,0,0,99,"WSH - Hereford C.U. System",0,0,0,0,0,0,0,0,0,0,0,0,0,0,0,0,0,0,0,0,null,25,"SVT - Strategic Grid",0,0,0,0,0,0]
[25,75,74,"SVT - Strategic Grid",0,0,0,0,107,"WSH - Pilleth",0,0,0,0,0,0,0,0,0,0,0,0,0,0,0,0,0,0,0,0,null,25,"SVT - Whitchurch and Wem",0,0,0,0,0,0]
[25,76,13,"ANH - East Suffolk",0,0,0,0,33,"ESK - Blyth",0,0,0,0,0,0,0,0,0,0,0,0,0,0,0,0,0,0,0,0,null,25,"SVT - Wolverhampton",0,0,0,0,0,0]
[25,77,13,"ANH - East Suffolk",0,0,0,0,8,"AFW - 8 Brett",0,0,0,0,0,0,0,0,0,0,0,0,0,0,0,0,0,0,0,0,null,25,"SWT - Colliford",0,0,0,0,0,0]
[25,78,13,"ANH - East Suffolk",0,0,0,0,35,"ESK - Hartismere",0,0,0,0,0,0,0,0,0,0,0,0,0,0,0,0,0,0,0,0,null,25,"SWT - Roadford",0,0,0,0,0,0]
[25,79,13,"ANH - East Suffolk",0,0,0,0,25,"ANH - SUDBURY",0,0,0,0,0,0,0,0,0,0,0,0,0,0,0,0,0,0,0,0,null,25,"SWT - Wimbleball",0,0,0,0,0,0]
[25,80,28,"BRL - Bristol",0,0,0,0,115,"WSX - Companywide (WW)",0,0,0,0,0,0,0,0,0,0,0,0,0,0,0,0,0,0,0,0,null,25,"TMS - Guildford",0,0,0,0,0,0]
[25,81,53,"SRN - Hants South",0,0,0,0,115,"WSX - Companywide (WW)",0,0,0,0,0,0,0,0,0,0,0,0,0,0,0,0,0,0,0,0,null,25,"TMS - Henley",0,0,0,0,0,0]
[25,82,117,"YKY - Grid",0,0,0,0,116,"YKY - East SWZ",0,0,0,0,0,0,0,0,0,0,0,0,0,0,0,0,0,0,0,0,null,25,"TMS - Kennet Valley",0,0,0,0,0,0]
[25,83,117,"YKY - Grid",0,0,0,0,26,"ANH - West Lincolnshire",0,0,0,0,0,0,0,0,0,0,0,0,0,0,0,0,0,0,0,0,null,25,"TMS - London",0,0,0,0,0,0]
[25,84,117,"YKY - Grid",0,0,0,0,38,"NNE - Kielder",0,0,0,0,0,0,0,0,0,0,0,0,0,0,0,0,0,0,0,0,null,25,"TMS - Slough Wycombe Aylesbury",0,0,0,0,0,0]
[25,85,117,"YKY - Grid",0,0,0,0,87,"UU - Integrated",0,0,0,0,0,0,0,0,0,0,0,0,0,0,0,0,0,0,0,0,null,25,"TMS - SWOX",0,0,0,0,0,0]
[25,86,74,"SVT - Strategic Grid",0,0,0,0,22,"ANH - Ruthamford North",0,0,0,0,0,0,0,0,0,0,0,0,0,0,0,0,0,0,0,0,null,25,"UU - Carlisle",0,0,0,0,0,0]
[25,87,74,"SVT - Strategic Grid",0,0,0,0,10,"ANH - Central Lincolnshire",0,0,0,0,0,0,0,0,0,0,0,0,0,0,0,0,0,0,0,0,null,25,"UU - Integrated",0,0,0,0,0,0]
[25,88,74,"SVT - Strategic Grid",0,0,0,0,68,"SVT - North Staffs",0,0,0,0,0,0,0,0,0,0,0,0,0,0,0,0,0,0,0,0,null,25,"UU - North Eden",0,0,0,0,0,0]
[25,89,74,"SVT - Strategic Grid",0,0,0,0,70,"SVT - Rutland",0,0,0,0,0,0,0,0,0,0,0,0,0,0,0,0,0,0,0,0,null,25,"UU - West Cumbria",0,0,0,0,0,0]
[25,90,74,"SVT - Strategic Grid",0,0,0,0,63,"SVT - Forest and Stroud",0,0,0,0,0,0,0,0,0,0,0,0,0,0,0,0,0,0,0,0,null,25,"VWP - Tidworth",0,0,0,0,0,0]
[25,91,74,"SVT - Strategic Grid",0,0,0,0,87,"UU - Integrated",0,0,0,0,0,0,0,0,0,0,0,0,0,0,0,0,0,0,0,0,null,25,"WSH - Alwen /Dee",0,0,0,0,0,0]
[25,92,74,"SVT - Strategic Grid",0,0,0,0,108,"WSH - Ross-on-Wye",0,0,0,0,0,0,0,0,0,0,0,0,0,0,0,0,0,0,0,0,null,25,"WSH - Bala",0,0,0,0,0,0]
[25,93,0,0,0,0,0,0,0,0,0,0,0,0,0,0,0,0,0,0,0,0,0,0,0,0,0,0,0,0,null,25,"WSH - Barmouth",0,0,0,0,0,0]
[25,94,0,0,0,0,0,0,0,0,0,0,0,0,0,0,0,0,0,0,0,0,0,0,0,0,0,0,0,0,null,25,"WSH - Blaenau Ffestiniog",0,0,0,0,0,0]
[25,95,0,0,0,0,0,0,0,0,0,0,0,0,0,0,0,0,0,0,0,0,0,0,0,0,0,0,0,0,null,25,"WSH - Brecon / Portis",0,0,0,0,0,0]
[25,96,0,0,0,0,0,0,0,0,0,0,0,0,0,0,0,0,0,0,0,0,0,0,0,0,0,0,0,0,null,25,"WSH - Clwyd Coastal",0,0,0,0,0,0]
[25,97,0,0,0,0,0,0,0,0,0,0,0,0,0,0,0,0,0,0,0,0,0,0,0,0,0,0,0,0,null,25,"WSH - Dyffryn Conwy",0,0,0,0,0,0]
[25,98,0,0,0,0,0,0,0,0,0,0,0,0,0,0,0,0,0,0,0,0,0,0,0,0,0,0,0,0,null,25,"WSH - Elan/Builth Wells",0,0,0,0,0,0]
[25,99,0,0,0,0,0,0,0,0,0,0,0,0,0,0,0,0,0,0,0,0,0,0,0,0,0,0,0,0,null,25,"WSH - Hereford C.U. System",0,0,0,0,0,0]
[25,100,0,0,0,0,0,0,0,0,0,0,0,0,0,0,0,0,0,0,0,0,0,0,0,0,0,0,0,0,null,25,"WSH - Lleyn / Harlech",0,0,0,0,0,0]
[25,101,0,0,0,0,0,0,0,0,0,0,0,0,0,0,0,0,0,0,0,0,0,0,0,0,0,0,0,0,null,25,"WSH - Llyswen",0,0,0,0,0,0]
[25,102,0,0,0,0,0,0,0,0,0,0,0,0,0,0,0,0,0,0,0,0,0,0,0,0,0,0,0,0,null,25,"WSH - Mid & South Ceredigion",0,0,0,0,0,0]
[25,103,0,0,0,0,0,0,0,0,0,0,0,0,0,0,0,0,0,0,0,0,0,0,0,0,0,0,0,0,null,25,"WSH - Monmouth",0,0,0,0,0,0]
[25,104,0,0,0,0,0,0,0,0,0,0,0,0,0,0,0,0,0,0,0,0,0,0,0,0,0,0,0,0,null,25,"WSH - North Ceredigion",0,0,0,0,0,0]
[25,105,0,0,0,0,0,0,0,0,0,0,0,0,0,0,0,0,0,0,0,0,0,0,0,0,0,0,0,0,null,25,"WSH - North Eryri / Ynys Mon",0,0,0,0,0,0]
[25,106,0,0,0,0,0,0,0,0,0,0,0,0,0,0,0,0,0,0,0,0,0,0,0,0,0,0,0,0,null,25,"WSH - Pembrokeshire",0,0,0,0,0,0]
[25,107,0,0,0,0,0,0,0,0,0,0,0,0,0,0,0,0,0,0,0,0,0,0,0,0,0,0,0,0,null,25,"WSH - Pilleth",0,0,0,0,0,0]
[25,108,0,0,0,0,0,0,0,0,0,0,0,0,0,0,0,0,0,0,0,0,0,0,0,0,0,0,0,0,null,25,"WSH - Ross-on-Wye",0,0,0,0,0,0]
[25,109,0,0,0,0,0,0,0,0,0,0,0,0,0,0,0,0,0,0,0,0,0,0,0,0,0,0,0,0,null,25,"WSH - SE Wales C.U. System",0,0,0,0,0,0]
[25,110,0,0,0,0,0,0,0,0,0,0,0,0,0,0,0,0,0,0,0,0,0,0,0,0,0,0,0,0,null,25,"WSH - South Meirionydd",0,0,0,0,0,0]
[25,111,0,0,0,0,0,0,0,0,0,0,0,0,0,0,0,0,0,0,0,0,0,0,0,0,0,0,0,0,null,25,"WSH - Tywi C.U. System",0,0,0,0,0,0]
[25,112,0,0,0,0,0,0,0,0,0,0,0,0,0,0,0,0,0,0,0,0,0,0,0,0,0,0,0,0,null,25,"WSH - Tywyn / Aberdyfi",0,0,0,0,0,0]
[25,113,0,0,0,0,0,0,0,0,0,0,0,0,0,0,0,0,0,0,0,0,0,0,0,0,0,0,0,0,null,25,"WSH - Vowchurch",0,0,0,0,0,0]
[25,114,0,0,0,0,0,0,0,0,0,0,0,0,0,0,0,0,0,0,0,0,0,0,0,0,0,0,0,0,null,25,"WSH - Whitbourne",0,0,0,0,0,0]
[25,115,0,0,0,0,0,0,0,0,0,0,0,0,0,0,0,0,0,0,0,0,0,0,0,0,0,0,0,0,null,25,"WSX - Companywide (WW)",0,0,0,0,0,0]
[25,116,0,0,0,0,0,0,0,0,0,0,0,0,0,0,0,0,0,0,0,0,0,0,0,0,0,0,0,0,null,25,"YKY - East SWZ",0,0,0,0,0,0]
[25,117,0,0,0,0,0,0,0,0,0,0,0,0,0,0,0,0,0,0,0,0,0,0,0,0,0,0,0,0,null,25,"YKY - Grid",0,0,0,0,0,0]
[25,118,0,0,0,0,0,0,0,0,0,0,0,0,0,0,0,0,0,0,0,0,0,0,0,0,0,0,0,0]
[25,119,0,0,0,0,0,0,0,0,0,0,0,0,0,0,0,0,0,0,0,0,0,0,0,0,0,0,0,0]
[25,120,0,0,0,0,0,0,0,0,0,0,0,0,0,0,0,0,0,0,0,0,0,0,0,0,0,0,0,0]
[25,121,0,0,0,0,0,0,0,0,0,0,0,0,0,0,0,0,0,0,0,0,0,0,0,0,0,0,0,0]
[25,122,0,0,0,0,0,0,0,0,0,0,0,0,0,0,0,0,0,0,0,0,0,0,0,0,0,0,0,0]
[25,123,0,0,0,0,0,0,0,0,0,0,0,0,0,0,0,0,0,0,0,0,0,0,0,0,0,0,0,0]
[25,124,0,0,0,0,0,0,0,0,0,0,0,0,0,0,0,0,0,0,0,0,0,0,0,0,0,0,0,0]
[25,125,0,0,0,0,0,0,0,0,0,0,0,0,0,0,0,0,0,0,0,0,0,0,0,0,0,0,0,0]
[25,126,0,0,0,0,0,0,0,0,0,0,0,0,0,0,0,0,0,0,0,0,0,0,0,0,0,0,0,0]
[25,127,0,0,0,0,0,0,0,0,0,0,0,0,0,0,0,0,0,0,0,0,0,0,0,0,0,0,0,0]
[25,128,0,0,0,0,0,0,0,0,0,0,0,0,0,0,0,0,0,0,0,0,0,0,0,0,0,0,0,0]
[25,129,0,0,0,0,0,0,0,0,0,0,0,0,0,0,0,0,0,0,0,0,0,0,0,0,0,0,0,0]
[25,130,0,0,0,0,0,0,0,0,0,0,0,0,0,0,0,0,0,0,0,0,0,0,0,0,0,0,0,0]
[25,131,0,0,0,0,0,0,0,0,0,0,0,0,0,0,0,0,0,0,0,0,0,0,0,0,0,0,0,0]
[25,132,0,0,0,0,0,0,0,0,0,0,0,0,0,0,0,0,0,0,0,0,0,0,0,0,0,0,0,0]
[25,133,0,0,0,0,0,0,0,0,0,0,0,0,0,0,0,0,0,0,0,0,0,0,0,0,0,0,0,0]
[25,134,0,0,0,0,0,0,0,0,0,0,0,0,0,0,0,0,0,0,0,0,0,0,0,0,0,0,0,0]
[25,135,0,0,0,0,0,0,0,0,0,0,0,0,0,0,0,0,0,0,0,0,0,0,0,0,0,0,0,0]
[25,136,0,0,0,0,0,0,0,0,0,0,0,0,0,0,0,0,0,0,0,0,0,0,0,0,0,0,0,0]
[25,137,0,0,0,0,0,0,0,0,0,0,0,0,0,0,0,0,0,0,0,0,0,0,0,0,0,0,0,0]
[25,138,0,0,0,0,0,0,0,0,0,0,0,0,0,0,0,0,0,0,0,0,0,0,0,0,0,0,0,0]
[25,139,0,0,0,0,0,0,0,0,0,0,0,0,0,0,0,0,0,0,0,0,0,0,0,0,0,0,0,0]
[25,140,0,0,0,0,0,0,0,0,0,0,0,0,0,0,0,0,0,0,0,0,0,0,0,0,0,0,0,0]
[25,141,0,0,0,0,0,0,0,0,0,0,0,0,0,0,0,0,0,0,0,0,0,0,0,0,0,0,0,0]
[25,142,0,0,0,0,0,0,0,0,0,0,0,0,0,0,0,0,0,0,0,0,0,0,0,0,0,0,0,0]
[25,143,0,0,0,0,0,0,0,0,0,0,0,0,0,0,0,0,0,0,0,0,0,0,0,0,0,0,0,0]
[25,144,0,0,0,0,0,0,0,0,0,0,0,0,0,0,0,0,0,0,0,0,0,0,0,0,0,0,0,0]
[25,145,0,0,0,0,0,0,0,0,0,0,0,0,0,0,0,0,0,0,0,0,0,0,0,0,0,0,0,0]
[25,146,0,0,0,0,0,0,0,0,0,0,0,0,0,0,0,0,0,0,0,0,0,0,0,0,0,0,0,0]
[25,147,0,0,0,0,0,0,0,0,0,0,0,0,0,0,0,0,0,0,0,0,0,0,0,0,0,0,0,0]
[25,148,0,0,0,0,0,0,0,0,0,0,0,0,0,0,0,0,0,0,0,0,0,0,0,0,0,0,0,0]
[25,149,0,0,0,0,0,0,0,0,0,0,0,0,0,0,0,0,0,0,0,0,0,0,0,0,0,0,0,0]
[25,150,0,0,0,0,0,0,0,0,0,0,0,0,0,0,0,0,0,0,0,0,0,0,0,0,0,0,0,0]
[25,151,0,0,0,0,0,0,0,0,0,0,0,0,0,0,0,0,0,0,0,0,0,0,0,0,0,0,0,0]
[25,152,0,0,0,0,0,0,0,0,0,0,0,0,0,0,0,0,0,0,0,0,0,0,0,0,0,0,0,0]
[25,153,0,0,0,0,0,0,0,0,0,0,0,0,0,0,0,0,0,0,0,0,0,0,0,0,0,0,0,0]
[25,154,0,0,0,0,0,0,0,0,0,0,0,0,0,0,0,0,0,0,0,0,0,0,0,0,0,0,0,0]

{"sheet":"All scenarios summary","index":13,"n_rows":974,"n_cols":22,"rows_kept":974,"cut":false,"hidden":false,"merged":[]}
[null,{"$f":"MID(CELL(\"filename\",A1),FIND(\"]\",CELL(\"filename\",A1))+1,LEN(CELL(\"filename\",A1))-FIND(\"]\",CELL(\"filename\",A1)))","v":"All scenarios summary"}]
[null,"Notes:"]
[null,"This tab is produced by a macro, it is a copy of the Single scenario tab for each round. Note all numbers are hardcoded.  The scenario is identified in column B."]
[]
[null,"Round number","Interconnection number","Import zone ID","Import zone name","Import zone baseline balance 2039/40 (Ml/d)","Import zone incremental AISC (p/m3)","Export zone ID","Export zone name","Export zone baseline balance 2039/40 (Ml/d)","Export zone total water for export","Export zone incremental AISC (p/m3)","Interconnector length (km)","Interconnection volume (Ml/d)","Interconnector cost (p/m3)","Resource cost differential (p/m3)","Cost savings over lifetime (£m)","% of value","Interconnection ID","Inter / Intra company","Value of inter company interconnections (£m)","Value of intra company interconnections (£m)"]
[null,1,1,0,0,0,0,0,0,0,0,0,0,0,0,0,0,0,0,0,0,0]
[null,1,2,0,0,0,0,0,0,0,0,0,0,0,0,0,0,0,0,0,0,0]
[null,1,3,0,0,0,0,0,0,0,0,0,0,0,0,0,0,0,0,0,0,0]
[null,1,4,0,0,0,0,0,0,0,0,0,0,0,0,0,0,0,0,0,0,0]
[null,1,5,0,0,0,0,0,0,0,0,0,0,0,0,0,0,0,0,0,0,0]
[null,1,6,0,0,0,0,0,0,0,0,0,0,0,0,0,0,0,0,0,0,0]
[null,1,7,0,0,0,0,0,0,0,0,0,0,0,0,0,0,0,0,0,0,0]
[null,1,8,0,0,0,0,0,0,0,0,0,0,0,0,0,0,0,0,0,0,0]
[null,1,9,0,0,0,0,0,0,0,0,0,0,0,0,0,0,0,0,0,0,0]
[null,1,10,0,0,0,0,0,0,0,0,0,0,0,0,0,0,0,0,0,0,0]
[null,1,11,0,0,0,0,0,0,0,0,0,0,0,0,0,0,0,0,0,0,0]
[null,1,12,0,0,0,0,0,0,0,0,0,0,0,0,0,0,0,0,0,0,0]
[null,1,13,0,0,0,0,0,0,0,0,0,0,0,0,0,0,0,0,0,0,0]
[null,1,14,0,0,0,0,0,0,0,0,0,0,0,0,0,0,0,0,0,0,0]
[null,1,15,0,0,0,0,0,0,0,0,0,0,0,0,0,0,0,0,0,0,0]
[null,1,16,0,0,0,0,0,0,0,0,0,0,0,0,0,0,0,0,0,0,0]
[null,1,17,0,0,0,0,0,0,0,0,0,0,0,0,0,0,0,0,0,0,0]
[null,1,18,0,0,0,0,0,0,0,0,0,0,0,0,0,0,0,0,0,0,0]
[null,1,19,0,0,0,0,0,0,0,0,0,0,0,0,0,0,0,0,0,0,0]
[null,1,20,0,0,0,0,0,0,0,0,0,0,0,0,0,0,0,0,0,0,0]
[null,1,21,0,0,0,0,0,0,0,0,0,0,0,0,0,0,0,0,0,0,0]
[null,1,22,0,0,0,0,0,0,0,0,0,0,0,0,0,0,0,0,0,0,0]
[null,1,23,0,0,0,0,0,0,0,0,0,0,0,0,0,0,0,0,0,0,0]
[null,1,24,0,0,0,0,0,0,0,0,0,0,0,0,0,0,0,0,0,0,0]
[null,1,25,0,0,0,0,0,0,0,0,0,0,0,0,0,0,0,0,0,0,0]
[null,1,26,0,0,0,0,0,0,0,0,0,0,0,0,0,0,0,0,0,0,0]
[null,1,27,0,0,0,0,0,0,0,0,0,0,0,0,0,0,0,0,0,0,0]
[null,1,28,0,0,0,0,0,0,0,0,0,0,0,0,0,0,0,0,0,0,0]
[null,1,29,0,0,0,0,0,0,0,0,0,0,0,0,0,0,0,0,0,0,0]
[null,1,30,0,0,0,0,0,0,0,0,0,0,0,0,0,0,0,0,0,0,0]
[null,1,31,0,0,0,0,0,0,0,0,0,0,0,0,0,0,0,0,0,0,0]
[null,1,32,0,0,0,0,0,0,0,0,0,0,0,0,0,0,0,0,0,0,0]
[null,1,33,0,0,0,0,0,0,0,0,0,0,0,0,0,0,0,0,0,0,0]
[null,1,34,0,0,0,0,0,0,0,0,0,0,0,0,0,0,0,0,0,0,0]
[null,1,35,0,0,0,0,0,0,0,0,0,0,0,0,0,0,0,0,0,0,0]
[null,1,36,0,0,0,0,0,0,0,0,0,0,0,0,0,0,0,0,0,0,0]
[null,1,37,0,0,0,0,0,0,0,0,0,0,0,0,0,0,0,0,0,0,0]
[null,1,38,0,0,0,0,0,0,0,0,0,0,0,0,0,0,0,0,0,0,0]
[null,1,39,0,0,0,0,0,0,0,0,0,0,0,0,0,0,0,0,0,0,0]
[null,1,40,0,0,0,0,0,0,0,0,0,0,0,0,0,0,0,0,0,0,0]
[null,1,41,0,0,0,0,0,0,0,0,0,0,0,0,0,0,0,0,0,0,0]
[null,1,42,0,0,0,0,0,0,0,0,0,0,0,0,0,0,0,0,0,0,0]
[null,1,43,0,0,0,0,0,0,0,0,0,0,0,0,0,0,0,0,0,0,0]
[null,1,44,0,0,0,0,0,0,0,0,0,0,0,0,0,0,0,0,0,0,0]
[null,1,45,0,0,0,0,0,0,0,0,0,0,0,0,0,0,0,0,0,0,0]
[null,1,46,0,0,0,0,0,0,0,0,0,0,0,0,0,0,0,0,0,0,0]
[null,1,47,0,0,0,0,0,0,0,0,0,0,0,0,0,0,0,0,0,0,0]
[null,1,48,0,0,0,0,0,0,0,0,0,0,0,0,0,0,0,0,0,0,0]
[null,1,49,0,0,0,0,0,0,0,0,0,0,0,0,0,0,0,0,0,0,0]
[null,1,50,0,0,0,0,0,0,0,0,0,0,0,0,0,0,0,0,0,0,0]
[null,1,"Total",null,null,null,null,null,null,null,null,null,null,0,null,null,0,0,null,null,0,0]
[null,2,1,0,0,0,0,0,0,0,0,0,0,0,0,0,0,0,0,0,0,0]
[null,2,2,0,0,0,0,0,0,0,0,0,0,0,0,0,0,0,0,0,0,0]
[null,2,3,0,0,0,0,0,0,0,0,0,0,0,0,0,0,0,0,0,0,0]
[null,2,4,0,0,0,0,0,0,0,0,0,0,0,0,0,0,0,0,0,0,0]
[null,2,5,0,0,0,0,0,0,0,0,0,0,0,0,0,0,0,0,0,0,0]
[null,2,6,0,0,0,0,0,0,0,0,0,0,0,0,0,0,0,0,0,0,0]
[null,2,7,0,0,0,0,0,0,0,0,0,0,0,0,0,0,0,0,0,0,0]
[null,2,8,0,0,0,0,0,0,0,0,0,0,0,0,0,0,0,0,0,0,0]
[null,2,9,0,0,0,0,0,0,0,0,0,0,0,0,0,0,0,0,0,0,0]
[null,2,10,0,0,0,0,0,0,0,0,0,0,0,0,0,0,0,0,0,0,0]
[null,2,11,0,0,0,0,0,0,0,0,0,0,0,0,0,0,0,0,0,0,0]
[null,2,12,0,0,0,0,0,0,0,0,0,0,0,0,0,0,0,0,0,0,0]
[null,2,13,0,0,0,0,0,0,0,0,0,0,0,0,0,0,0,0,0,0,0]
[null,2,14,0,0,0,0,0,0,0,0,0,0,0,0,0,0,0,0,0,0,0]
[null,2,15,0,0,0,0,0,0,0,0,0,0,0,0,0,0,0,0,0,0,0]
[null,2,16,0,0,0,0,0,0,0,0,0,0,0,0,0,0,0,0,0,0,0]
[null,2,17,0,0,0,0,0,0,0,0,0,0,0,0,0,0,0,0,0,0,0]
[null,2,18,0,0,0,0,0,0,0,0,0,0,0,0,0,0,0,0,0,0,0]
[null,2,19,0,0,0,0,0,0,0,0,0,0,0,0,0,0,0,0,0,0,0]
[null,2,20,0,0,0,0,0,0,0,0,0,0,0,0,0,0,0,0,0,0,0]
[null,2,21,0,0,0,0,0,0,0,0,0,0,0,0,0,0,0,0,0,0,0]
[null,2,22,0,0,0,0,0,0,0,0,0,0,0,0,0,0,0,0,0,0,0]
[null,2,23,0,0,0,0,0,0,0,0,0,0,0,0,0,0,0,0,0,0,0]
[null,2,24,0,0,0,0,0,0,0,0,0,0,0,0,0,0,0,0,0,0,0]
[null,2,25,0,0,0,0,0,0,0,0,0,0,0,0,0,0,0,0,0,0,0]
[null,2,26,0,0,0,0,0,0,0,0,0,0,0,0,0,0,0,0,0,0,0]
[null,2,27,0,0,0,0,0,0,0,0,0,0,0,0,0,0,0,0,0,0,0]
[null,2,28,0,0,0,0,0,0,0,0,0,0,0,0,0,0,0,0,0,0,0]
[null,2,29,0,0,0,0,0,0,0,0,0,0,0,0,0,0,0,0,0,0,0]
[null,2,30,0,0,0,0,0,0,0,0,0,0,0,0,0,0,0,0,0,0,0]
[null,2,31,0,0,0,0,0,0,0,0,0,0,0,0,0,0,0,0,0,0,0]
[null,2,32,0,0,0,0,0,0,0,0,0,0,0,0,0,0,0,0,0,0,0]
[null,2,33,0,0,0,0,0,0,0,0,0,0,0,0,0,0,0,0,0,0,0]
[null,2,34,0,0,0,0,0,0,0,0,0,0,0,0,0,0,0,0,0,0,0]
[null,2,35,0,0,0,0,0,0,0,0,0,0,0,0,0,0,0,0,0,0,0]
[null,2,36,0,0,0,0,0,0,0,0,0,0,0,0,0,0,0,0,0,0,0]
[null,2,37,0,0,0,0,0,0,0,0,0,0,0,0,0,0,0,0,0,0,0]
[null,2,38,0,0,0,0,0,0,0,0,0,0,0,0,0,0,0,0,0,0,0]
[null,2,39,0,0,0,0,0,0,0,0,0,0,0,0,0,0,0,0,0,0,0]
[null,2,40,0,0,0,0,0,0,0,0,0,0,0,0,0,0,0,0,0,0,0]
[null,2,41,0,0,0,0,0,0,0,0,0,0,0,0,0,0,0,0,0,0,0]
[null,2,42,0,0,0,0,0,0,0,0,0,0,0,0,0,0,0,0,0,0,0]
[null,2,43,0,0,0,0,0,0,0,0,0,0,0,0,0,0,0,0,0,0,0]
[null,2,44,0,0,0,0,0,0,0,0,0,0,0,0,0,0,0,0,0,0,0]
[null,2,45,0,0,0,0,0,0,0,0,0,0,0,0,0,0,0,0,0,0,0]
[null,2,46,0,0,0,0,0,0,0,0,0,0,0,0,0,0,0,0,0,0,0]
[null,2,47,0,0,0,0,0,0,0,0,0,0,0,0,0,0,0,0,0,0,0]
[null,2,48,0,0,0,0,0,0,0,0,0,0,0,0,0,0,0,0,0,0,0]
[null,2,49,0,0,0,0,0,0,0,0,0,0,0,0,0,0,0,0,0,0,0]
[null,2,50,0,0,0,0,0,0,0,0,0,0,0,0,0,0,0,0,0,0,0]
[null,2,"Total",null,null,null,null,null,null,null,null,null,null,0,null,null,0,0,null,null,0,0]
[null,3,1,0,0,0,0,0,0,0,0,0,0,0,0,0,0,0,0,0,0,0]
[null,3,2,0,0,0,0,0,0,0,0,0,0,0,0,0,0,0,0,0,0,0]
[null,3,3,0,0,0,0,0,0,0,0,0,0,0,0,0,0,0,0,0,0,0]
[null,3,4,0,0,0,0,0,0,0,0,0,0,0,0,0,0,0,0,0,0,0]
[null,3,5,0,0,0,0,0,0,0,0,0,0,0,0,0,0,0,0,0,0,0]
[null,3,6,0,0,0,0,0,0,0,0,0,0,0,0,0,0,0,0,0,0,0]
[null,3,7,0,0,0,0,0,0,0,0,0,0,0,0,0,0,0,0,0,0,0]
[null,3,8,0,0,0,0,0,0,0,0,0,0,0,0,0,0,0,0,0,0,0]
[null,3,9,0,0,0,0,0,0,0,0,0,0,0,0,0,0,0,0,0,0,0]
[null,3,10,0,0,0,0,0,0,0,0,0,0,0,0,0,0,0,0,0,0,0]
[null,3,11,0,0,0,0,0,0,0,0,0,0,0,0,0,0,0,0,0,0,0]
[null,3,12,0,0,0,0,0,0,0,0,0,0,0,0,0,0,0,0,0,0,0]
[null,3,13,0,0,0,0,0,0,0,0,0,0,0,0,0,0,0,0,0,0,0]
[null,3,14,0,0,0,0,0,0,0,0,0,0,0,0,0,0,0,0,0,0,0]
[null,3,15,0,0,0,0,0,0,0,0,0,0,0,0,0,0,0,0,0,0,0]
[null,3,16,0,0,0,0,0,0,0,0,0,0,0,0,0,0,0,0,0,0,0]
[null,3,17,0,0,0,0,0,0,0,0,0,0,0,0,0,0,0,0,0,0,0]
[null,3,18,0,0,0,0,0,0,0,0,0,0,0,0,0,0,0,0,0,0,0]
[null,3,19,0,0,0,0,0,0,0,0,0,0,0,0,0,0,0,0,0,0,0]
[null,3,20,0,0,0,0,0,0,0,0,0,0,0,0,0,0,0,0,0,0,0]
[null,3,21,0,0,0,0,0,0,0,0,0,0,0,0,0,0,0,0,0,0,0]
[null,3,22,0,0,0,0,0,0,0,0,0,0,0,0,0,0,0,0,0,0,0]
[null,3,23,0,0,0,0,0,0,0,0,0,0,0,0,0,0,0,0,0,0,0]
[null,3,24,0,0,0,0,0,0,0,0,0,0,0,0,0,0,0,0,0,0,0]
[null,3,25,0,0,0,0,0,0,0,0,0,0,0,0,0,0,0,0,0,0,0]
[null,3,26,0,0,0,0,0,0,0,0,0,0,0,0,0,0,0,0,0,0,0]
[null,3,27,0,0,0,0,0,0,0,0,0,0,0,0,0,0,0,0,0,0,0]
[null,3,28,0,0,0,0,0,0,0,0,0,0,0,0,0,0,0,0,0,0,0]
[null,3,29,0,0,0,0,0,0,0,0,0,0,0,0,0,0,0,0,0,0,0]
[null,3,30,0,0,0,0,0,0,0,0,0,0,0,0,0,0,0,0,0,0,0]
[null,3,31,0,0,0,0,0,0,0,0,0,0,0,0,0,0,0,0,0,0,0]
[null,3,32,0,0,0,0,0,0,0,0,0,0,0,0,0,0,0,0,0,0,0]
[null,3,33,0,0,0,0,0,0,0,0,0,0,0,0,0,0,0,0,0,0,0]
[null,3,34,0,0,0,0,0,0,0,0,0,0,0,0,0,0,0,0,0,0,0]
[null,3,35,0,0,0,0,0,0,0,0,0,0,0,0,0,0,0,0,0,0,0]
[null,3,36,0,0,0,0,0,0,0,0,0,0,0,0,0,0,0,0,0,0,0]
[null,3,37,0,0,0,0,0,0,0,0,0,0,0,0,0,0,0,0,0,0,0]
[null,3,38,0,0,0,0,0,0,0,0,0,0,0,0,0,0,0,0,0,0,0]
[null,3,39,0,0,0,0,0,0,0,0,0,0,0,0,0,0,0,0,0,0,0]
[null,3,40,0,0,0,0,0,0,0,0,0,0,0,0,0,0,0,0,0,0,0]
[null,3,41,0,0,0,0,0,0,0,0,0,0,0,0,0,0,0,0,0,0,0]
[null,3,42,0,0,0,0,0,0,0,0,0,0,0,0,0,0,0,0,0,0,0]
[null,3,43,0,0,0,0,0,0,0,0,0,0,0,0,0,0,0,0,0,0,0]
[null,3,44,0,0,0,0,0,0,0,0,0,0,0,0,0,0,0,0,0,0,0]
[null,3,45,0,0,0,0,0,0,0,0,0,0,0,0,0,0,0,0,0,0,0]
[null,3,46,0,0,0,0,0,0,0,0,0,0,0,0,0,0,0,0,0,0,0]
[null,3,47,0,0,0,0,0,0,0,0,0,0,0,0,0,0,0,0,0,0,0]
[null,3,48,0,0,0,0,0,0,0,0,0,0,0,0,0,0,0,0,0,0,0]
[null,3,49,0,0,0,0,0,0,0,0,0,0,0,0,0,0,0,0,0,0,0]
[null,3,50,0,0,0,0,0,0,0,0,0,0,0,0,0,0,0,0,0,0,0]
[null,3,"Total",null,null,null,null,null,null,null,null,null,null,0,null,null,0,0,null,null,0,0]
[null,4,1,0,0,0,0,0,0,0,0,0,0,0,0,0,0,0,0,0,0,0]
[null,4,2,0,0,0,0,0,0,0,0,0,0,0,0,0,0,0,0,0,0,0]
[null,4,3,0,0,0,0,0,0,0,0,0,0,0,0,0,0,0,0,0,0,0]
[null,4,4,0,0,0,0,0,0,0,0,0,0,0,0,0,0,0,0,0,0,0]
[null,4,5,0,0,0,0,0,0,0,0,0,0,0,0,0,0,0,0,0,0,0]
[null,4,6,0,0,0,0,0,0,0,0,0,0,0,0,0,0,0,0,0,0,0]
[null,4,7,0,0,0,0,0,0,0,0,0,0,0,0,0,0,0,0,0,0,0]
[null,4,8,0,0,0,0,0,0,0,0,0,0,0,0,0,0,0,0,0,0,0]
[null,4,9,0,0,0,0,0,0,0,0,0,0,0,0,0,0,0,0,0,0,0]
[null,4,10,0,0,0,0,0,0,0,0,0,0,0,0,0,0,0,0,0,0,0]
[null,4,11,0,0,0,0,0,0,0,0,0,0,0,0,0,0,0,0,0,0,0]
[null,4,12,0,0,0,0,0,0,0,0,0,0,0,0,0,0,0,0,0,0,0]
[null,4,13,0,0,0,0,0,0,0,0,0,0,0,0,0,0,0,0,0,0,0]
[null,4,14,0,0,0,0,0,0,0,0,0,0,0,0,0,0,0,0,0,0,0]
[null,4,15,0,0,0,0,0,0,0,0,0,0,0,0,0,0,0,0,0,0,0]
[null,4,16,0,0,0,0,0,0,0,0,0,0,0,0,0,0,0,0,0,0,0]
[null,4,17,0,0,0,0,0,0,0,0,0,0,0,0,0,0,0,0,0,0,0]
[null,4,18,0,0,0,0,0,0,0,0,0,0,0,0,0,0,0,0,0,0,0]
[null,4,19,0,0,0,0,0,0,0,0,0,0,0,0,0,0,0,0,0,0,0]
[null,4,20,0,0,0,0,0,0,0,0,0,0,0,0,0,0,0,0,0,0,0]
[null,4,21,0,0,0,0,0,0,0,0,0,0,0,0,0,0,0,0,0,0,0]
[null,4,22,0,0,0,0,0,0,0,0,0,0,0,0,0,0,0,0,0,0,0]
[null,4,23,0,0,0,0,0,0,0,0,0,0,0,0,0,0,0,0,0,0,0]
[null,4,24,0,0,0,0,0,0,0,0,0,0,0,0,0,0,0,0,0,0,0]
[null,4,25,0,0,0,0,0,0,0,0,0,0,0,0,0,0,0,0,0,0,0]
[null,4,26,0,0,0,0,0,0,0,0,0,0,0,0,0,0,0,0,0,0,0]
[null,4,27,0,0,0,0,0,0,0,0,0,0,0,0,0,0,0,0,0,0,0]
[null,4,28,0,0,0,0,0,0,0,0,0,0,0,0,0,0,0,0,0,0,0]
[null,4,29,0,0,0,0,0,0,0,0,0,0,0,0,0,0,0,0,0,0,0]
[null,4,30,0,0,0,0,0,0,0,0,0,0,0,0,0,0,0,0,0,0,0]
[null,4,31,0,0,0,0,0,0,0,0,0,0,0,0,0,0,0,0,0,0,0]
[null,4,32,0,0,0,0,0,0,0,0,0,0,0,0,0,0,0,0,0,0,0]
[null,4,33,0,0,0,0,0,0,0,0,0,0,0,0,0,0,0,0,0,0,0]
[null,4,34,0,0,0,0,0,0,0,0,0,0,0,0,0,0,0,0,0,0,0]
[null,4,35,0,0,0,0,0,0,0,0,0,0,0,0,0,0,0,0,0,0,0]
[null,4,36,0,0,0,0,0,0,0,0,0,0,0,0,0,0,0,0,0,0,0]
[null,4,37,0,0,0,0,0,0,0,0,0,0,0,0,0,0,0,0,0,0,0]
[null,4,38,0,0,0,0,0,0,0,0,0,0,0,0,0,0,0,0,0,0,0]
[null,4,39,0,0,0,0,0,0,0,0,0,0,0,0,0,0,0,0,0,0,0]
[null,4,40,0,0,0,0,0,0,0,0,0,0,0,0,0,0,0,0,0,0,0]
[null,4,41,0,0,0,0,0,0,0,0,0,0,0,0,0,0,0,0,0,0,0]
[null,4,42,0,0,0,0,0,0,0,0,0,0,0,0,0,0,0,0,0,0,0]
[null,4,43,0,0,0,0,0,0,0,0,0,0,0,0,0,0,0,0,0,0,0]
[null,4,44,0,0,0,0,0,0,0,0,0,0,0,0,0,0,0,0,0,0,0]
[null,4,45,0,0,0,0,0,0,0,0,0,0,0,0,0,0,0,0,0,0,0]
[null,4,46,0,0,0,0,0,0,0,0,0,0,0,0,0,0,0,0,0,0,0]
[null,4,47,0,0,0,0,0,0,0,0,0,0,0,0,0,0,0,0,0,0,0]
[null,4,48,0,0,0,0,0,0,0,0,0,0,0,0,0,0,0,0,0,0,0]
[null,4,49,0,0,0,0,0,0,0,0,0,0,0,0,0,0,0,0,0,0,0]
[null,4,50,0,0,0,0,0,0,0,0,0,0,0,0,0,0,0,0,0,0,0]
[null,4,"Total",null,null,null,null,null,null,null,null,null,null,0,null,null,0,0,null,null,0,0]
[null,5,1,0,0,0,0,0,0,0,0,0,0,0,0,0,0,0,0,0,0,0]
[null,5,2,0,0,0,0,0,0,0,0,0,0,0,0,0,0,0,0,0,0,0]
[null,5,3,0,0,0,0,0,0,0,0,0,0,0,0,0,0,0,0,0,0,0]
[null,5,4,0,0,0,0,0,0,0,0,0,0,0,0,0,0,0,0,0,0,0]
[null,5,5,0,0,0,0,0,0,0,0,0,0,0,0,0,0,0,0,0,0,0]
[null,5,6,0,0,0,0,0,0,0,0,0,0,0,0,0,0,0,0,0,0,0]
[null,5,7,0,0,0,0,0,0,0,0,0,0,0,0,0,0,0,0,0,0,0]
[null,5,8,0,0,0,0,0,0,0,0,0,0,0,0,0,0,0,0,0,0,0]
[null,5,9,0,0,0,0,0,0,0,0,0,0,0,0,0,0,0,0,0,0,0]
[null,5,10,0,0,0,0,0,0,0,0,0,0,0,0,0,0,0,0,0,0,0]
[null,5,11,0,0,0,0,0,0,0,0,0,0,0,0,0,0,0,0,0,0,0]
[null,5,12,0,0,0,0,0,0,0,0,0,0,0,0,0,0,0,0,0,0,0]
[null,5,13,0,0,0,0,0,0,0,0,0,0,0,0,0,0,0,0,0,0,0]
[null,5,14,0,0,0,0,0,0,0,0,0,0,0,0,0,0,0,0,0,0,0]
[null,5,15,0,0,0,0,0,0,0,0,0,0,0,0,0,0,0,0,0,0,0]
[null,5,16,0,0,0,0,0,0,0,0,0,0,0,0,0,0,0,0,0,0,0]
[null,5,17,0,0,0,0,0,0,0,0,0,0,0,0,0,0,0,0,0,0,0]
[null,5,18,0,0,0,0,0,0,0,0,0,0,0,0,0,0,0,0,0,0,0]
[null,5,19,0,0,0,0,0,0,0,0,0,0,0,0,0,0,0,0,0,0,0]
[null,5,20,0,0,0,0,0,0,0,0,0,0,0,0,0,0,0,0,0,0,0]
[null,5,21,0,0,0,0,0,0,0,0,0,0,0,0,0,0,0,0,0,0,0]
[null,5,22,0,0,0,0,0,0,0,0,0,0,0,0,0,0,0,0,0,0,0]
[null,5,23,0,0,0,0,0,0,0,0,0,0,0,0,0,0,0,0,0,0,0]
[null,5,24,0,0,0,0,0,0,0,0,0,0,0,0,0,0,0,0,0,0,0]
[null,5,25,0,0,0,0,0,0,0,0,0,0,0,0,0,0,0,0,0,0,0]
[null,5,26,0,0,0,0,0,0,0,0,0,0,0,0,0,0,0,0,0,0,0]
[null,5,27,0,0,0,0,0,0,0,0,0,0,0,0,0,0,0,0,0,0,0]
[null,5,28,0,0,0,0,0,0,0,0,0,0,0,0,0,0,0,0,0,0,0]
[null,5,29,0,0,0,0,0,0,0,0,0,0,0,0,0,0,0,0,0,0,0]
[null,5,30,0,0,0,0,0,0,0,0,0,0,0,0,0,0,0,0,0,0,0]
[null,5,31,0,0,0,0,0,0,0,0,0,0,0,0,0,0,0,0,0,0,0]
[null,5,32,0,0,0,0,0,0,0,0,0,0,0,0,0,0,0,0,0,0,0]
[null,5,33,0,0,0,0,0,0,0,0,0,0,0,0,0,0,0,0,0,0,0]
[null,5,34,0,0,0,0,0,0,0,0,0,0,0,0,0,0,0,0,0,0,0]
[null,5,35,0,0,0,0,0,0,0,0,0,0,0,0,0,0,0,0,0,0,0]
[null,5,36,0,0,0,0,0,0,0,0,0,0,0,0,0,0,0,0,0,0,0]
[null,5,37,0,0,0,0,0,0,0,0,0,0,0,0,0,0,0,0,0,0,0]
[null,5,38,0,0,0,0,0,0,0,0,0,0,0,0,0,0,0,0,0,0,0]
[null,5,39,0,0,0,0,0,0,0,0,0,0,0,0,0,0,0,0,0,0,0]
[null,5,40,0,0,0,0,0,0,0,0,0,0,0,0,0,0,0,0,0,0,0]
[null,5,41,0,0,0,0,0,0,0,0,0,0,0,0,0,0,0,0,0,0,0]
[null,5,42,0,0,0,0,0,0,0,0,0,0,0,0,0,0,0,0,0,0,0]
[null,5,43,0,0,0,0,0,0,0,0,0,0,0,0,0,0,0,0,0,0,0]
[null,5,44,0,0,0,0,0,0,0,0,0,0,0,0,0,0,0,0,0,0,0]
[null,5,45,0,0,0,0,0,0,0,0,0,0,0,0,0,0,0,0,0,0,0]
[null,5,46,0,0,0,0,0,0,0,0,0,0,0,0,0,0,0,0,0,0,0]
[null,5,47,0,0,0,0,0,0,0,0,0,0,0,0,0,0,0,0,0,0,0]
[null,5,48,0,0,0,0,0,0,0,0,0,0,0,0,0,0,0,0,0,0,0]
[null,5,49,0,0,0,0,0,0,0,0,0,0,0,0,0,0,0,0,0,0,0]
[null,5,50,0,0,0,0,0,0,0,0,0,0,0,0,0,0,0,0,0,0,0]
[null,5,"Total",null,null,null,null,null,null,null,null,null,null,0,null,null,0,0,null,null,0,0]
[null,6,1,0,0,0,0,0,0,0,0,0,0,0,0,0,0,0,0,0,0,0]
[null,6,2,0,0,0,0,0,0,0,0,0,0,0,0,0,0,0,0,0,0,0]
[null,6,3,0,0,0,0,0,0,0,0,0,0,0,0,0,0,0,0,0,0,0]
[null,6,4,0,0,0,0,0,0,0,0,0,0,0,0,0,0,0,0,0,0,0]
[null,6,5,0,0,0,0,0,0,0,0,0,0,0,0,0,0,0,0,0,0,0]
[null,6,6,0,0,0,0,0,0,0,0,0,0,0,0,0,0,0,0,0,0,0]
[null,6,7,0,0,0,0,0,0,0,0,0,0,0,0,0,0,0,0,0,0,0]
[null,6,8,0,0,0,0,0,0,0,0,0,0,0,0,0,0,0,0,0,0,0]
[null,6,9,0,0,0,0,0,0,0,0,0,0,0,0,0,0,0,0,0,0,0]
[null,6,10,0,0,0,0,0,0,0,0,0,0,0,0,0,0,0,0,0,0,0]
[null,6,11,0,0,0,0,0,0,0,0,0,0,0,0,0,0,0,0,0,0,0]
[null,6,12,0,0,0,0,0,0,0,0,0,0,0,0,0,0,0,0,0,0,0]
[null,6,13,0,0,0,0,0,0,0,0,0,0,0,0,0,0,0,0,0,0,0]
[null,6,14,0,0,0,0,0,0,0,0,0,0,0,0,0,0,0,0,0,0,0]
[null,6,15,0,0,0,0,0,0,0,0,0,0,0,0,0,0,0,0,0,0,0]
[null,6,16,0,0,0,0,0,0,0,0,0,0,0,0,0,0,0,0,0,0,0]
[null,6,17,0,0,0,0,0,0,0,0,0,0,0,0,0,0,0,0,0,0,0]
[null,6,18,0,0,0,0,0,0,0,0,0,0,0,0,0,0,0,0,0,0,0]
[null,6,19,0,0,0,0,0,0,0,0,0,0,0,0,0,0,0,0,0,0,0]
[null,6,20,0,0,0,0,0,0,0,0,0,0,0,0,0,0,0,0,0,0,0]
[null,6,21,0,0,0,0,0,0,0,0,0,0,0,0,0,0,0,0,0,0,0]
[null,6,22,0,0,0,0,0,0,0,0,0,0,0,0,0,0,0,0,0,0,0]
[null,6,23,0,0,0,0,0,0,0,0,0,0,0,0,0,0,0,0,0,0,0]
[null,6,24,0,0,0,0,0,0,0,0,0,0,0,0,0,0,0,0,0,0,0]
[null,6,25,0,0,0,0,0,0,0,0,0,0,0,0,0,0,0,0,0,0,0]
[null,6,26,0,0,0,0,0,0,0,0,0,0,0,0,0,0,0,0,0,0,0]
[null,6,27,0,0,0,0,0,0,0,0,0,0,0,0,0,0,0,0,0,0,0]
[null,6,28,0,0,0,0,0,0,0,0,0,0,0,0,0,0,0,0,0,0,0]
[null,6,29,0,0,0,0,0,0,0,0,0,0,0,0,0,0,0,0,0,0,0]
[null,6,30,0,0,0,0,0,0,0,0,0,0,0,0,0,0,0,0,0,0,0]
[null,6,31,0,0,0,0,0,0,0,0,0,0,0,0,0,0,0,0,0,0,0]
[null,6,32,0,0,0,0,0,0,0,0,0,0,0,0,0,0,0,0,0,0,0]
[null,6,33,0,0,0,0,0,0,0,0,0,0,0,0,0,0,0,0,0,0,0]
[null,6,34,0,0,0,0,0,0,0,0,0,0,0,0,0,0,0,0,0,0,0]
[null,6,35,0,0,0,0,0,0,0,0,0,0,0,0,0,0,0,0,0,0,0]
[null,6,36,0,0,0,0,0,0,0,0,0,0,0,0,0,0,0,0,0,0,0]
[null,6,37,0,0,0,0,0,0,0,0,0,0,0,0,0,0,0,0,0,0,0]
[null,6,38,0,0,0,0,0,0,0,0,0,0,0,0,0,0,0,0,0,0,0]
[null,6,39,0,0,0,0,0,0,0,0,0,0,0,0,0,0,0,0,0,0,0]
[null,6,40,0,0,0,0,0,0,0,0,0,0,0,0,0,0,0,0,0,0,0]
[null,6,41,0,0,0,0,0,0,0,0,0,0,0,0,0,0,0,0,0,0,0]
[null,6,42,0,0,0,0,0,0,0,0,0,0,0,0,0,0,0,0,0,0,0]
[null,6,43,0,0,0,0,0,0,0,0,0,0,0,0,0,0,0,0,0,0,0]
[null,6,44,0,0,0,0,0,0,0,0,0,0,0,0,0,0,0,0,0,0,0]
[null,6,45,0,0,0,0,0,0,0,0,0,0,0,0,0,0,0,0,0,0,0]
[null,6,46,0,0,0,0,0,0,0,0,0,0,0,0,0,0,0,0,0,0,0]
[null,6,47,0,0,0,0,0,0,0,0,0,0,0,0,0,0,0,0,0,0,0]
[null,6,48,0,0,0,0,0,0,0,0,0,0,0,0,0,0,0,0,0,0,0]
[null,6,49,0,0,0,0,0,0,0,0,0,0,0,0,0,0,0,0,0,0,0]
[null,6,50,0,0,0,0,0,0,0,0,0,0,0,0,0,0,0,0,0,0,0]
[null,6,"Total",null,null,null,null,null,null,null,null,null,null,0,null,null,0,0,null,null,0,0]
[null,7,1,0,0,0,0,0,0,0,0,0,0,0,0,0,0,0,0,0,0,0]
[null,7,2,0,0,0,0,0,0,0,0,0,0,0,0,0,0,0,0,0,0,0]
[null,7,3,0,0,0,0,0,0,0,0,0,0,0,0,0,0,0,0,0,0,0]
[null,7,4,0,0,0,0,0,0,0,0,0,0,0,0,0,0,0,0,0,0,0]
[null,7,5,0,0,0,0,0,0,0,0,0,0,0,0,0,0,0,0,0,0,0]
[null,7,6,0,0,0,0,0,0,0,0,0,0,0,0,0,0,0,0,0,0,0]
[null,7,7,0,0,0,0,0,0,0,0,0,0,0,0,0,0,0,0,0,0,0]
[null,7,8,0,0,0,0,0,0,0,0,0,0,0,0,0,0,0,0,0,0,0]
[null,7,9,0,0,0,0,0,0,0,0,0,0,0,0,0,0,0,0,0,0,0]
[null,7,10,0,0,0,0,0,0,0,0,0,0,0,0,0,0,0,0,0,0,0]
[null,7,11,0,0,0,0,0,0,0,0,0,0,0,0,0,0,0,0,0,0,0]
[null,7,12,0,0,0,0,0,0,0,0,0,0,0,0,0,0,0,0,0,0,0]
[null,7,13,0,0,0,0,0,0,0,0,0,0,0,0,0,0,0,0,0,0,0]
[null,7,14,0,0,0,0,0,0,0,0,0,0,0,0,0,0,0,0,0,0,0]
[null,7,15,0,0,0,0,0,0,0,0,0,0,0,0,0,0,0,0,0,0,0]
[null,7,16,0,0,0,0,0,0,0,0,0,0,0,0,0,0,0,0,0,0,0]
[null,7,17,0,0,0,0,0,0,0,0,0,0,0,0,0,0,0,0,0,0,0]
[null,7,18,0,0,0,0,0,0,0,0,0,0,0,0,0,0,0,0,0,0,0]
[null,7,19,0,0,0,0,0,0,0,0,0,0,0,0,0,0,0,0,0,0,0]
[null,7,20,0,0,0,0,0,0,0,0,0,0,0,0,0,0,0,0,0,0,0]
[null,7,21,0,0,0,0,0,0,0,0,0,0,0,0,0,0,0,0,0,0,0]
[null,7,22,0,0,0,0,0,0,0,0,0,0,0,0,0,0,0,0,0,0,0]
[null,7,23,0,0,0,0,0,0,0,0,0,0,0,0,0,0,0,0,0,0,0]
[null,7,24,0,0,0,0,0,0,0,0,0,0,0,0,0,0,0,0,0,0,0]
[null,7,25,0,0,0,0,0,0,0,0,0,0,0,0,0,0,0,0,0,0,0]
[null,7,26,0,0,0,0,0,0,0,0,0,0,0,0,0,0,0,0,0,0,0]
[null,7,27,0,0,0,0,0,0,0,0,0,0,0,0,0,0,0,0,0,0,0]
[null,7,28,0,0,0,0,0,0,0,0,0,0,0,0,0,0,0,0,0,0,0]
[null,7,29,0,0,0,0,0,0,0,0,0,0,0,0,0,0,0,0,0,0,0]
[null,7,30,0,0,0,0,0,0,0,0,0,0,0,0,0,0,0,0,0,0,0]
[null,7,31,0,0,0,0,0,0,0,0,0,0,0,0,0,0,0,0,0,0,0]
[null,7,32,0,0,0,0,0,0,0,0,0,0,0,0,0,0,0,0,0,0,0]
[null,7,33,0,0,0,0,0,0,0,0,0,0,0,0,0,0,0,0,0,0,0]
[null,7,34,0,0,0,0,0,0,0,0,0,0,0,0,0,0,0,0,0,0,0]
[null,7,35,0,0,0,0,0,0,0,0,0,0,0,0,0,0,0,0,0,0,0]
[null,7,36,0,0,0,0,0,0,0,0,0,0,0,0,0,0,0,0,0,0,0]
[null,7,37,0,0,0,0,0,0,0,0,0,0,0,0,0,0,0,0,0,0,0]
[null,7,38,0,0,0,0,0,0,0,0,0,0,0,0,0,0,0,0,0,0,0]
[null,7,39,0,0,0,0,0,0,0,0,0,0,0,0,0,0,0,0,0,0,0]
[null,7,40,0,0,0,0,0,0,0,0,0,0,0,0,0,0,0,0,0,0,0]
[null,7,41,0,0,0,0,0,0,0,0,0,0,0,0,0,0,0,0,0,0,0]
[null,7,42,0,0,0,0,0,0,0,0,0,0,0,0,0,0,0,0,0,0,0]
[null,7,43,0,0,0,0,0,0,0,0,0,0,0,0,0,0,0,0,0,0,0]
[null,7,44,0,0,0,0,0,0,0,0,0,0,0,0,0,0,0,0,0,0,0]
[null,7,45,0,0,0,0,0,0,0,0,0,0,0,0,0,0,0,0,0,0,0]
[null,7,46,0,0,0,0,0,0,0,0,0,0,0,0,0,0,0,0,0,0,0]
[null,7,47,0,0,0,0,0,0,0,0,0,0,0,0,0,0,0,0,0,0,0]
[null,7,48,0,0,0,0,0,0,0,0,0,0,0,0,0,0,0,0,0,0,0]
[null,7,49,0,0,0,0,0,0,0,0,0,0,0,0,0,0,0,0,0,0,0]
[null,7,50,0,0,0,0,0,0,0,0,0,0,0,0,0,0,0,0,0,0,0]
[null,7,"Total",null,null,null,null,null,null,null,null,null,null,0,null,null,0,0,null,null,0,0]
[null,8,1,0,0,0,0,0,0,0,0,0,0,0,0,0,0,0,0,0,0,0]
[null,8,2,0,0,0,0,0,0,0,0,0,0,0,0,0,0,0,0,0,0,0]
[null,8,3,0,0,0,0,0,0,0,0,0,0,0,0,0,0,0,0,0,0,0]
[null,8,4,0,0,0,0,0,0,0,0,0,0,0,0,0,0,0,0,0,0,0]
[null,8,5,0,0,0,0,0,0,0,0,0,0,0,0,0,0,0,0,0,0,0]
[null,8,6,0,0,0,0,0,0,0,0,0,0,0,0,0,0,0,0,0,0,0]
[null,8,7,0,0,0,0,0,0,0,0,0,0,0,0,0,0,0,0,0,0,0]
[null,8,8,0,0,0,0,0,0,0,0,0,0,0,0,0,0,0,0,0,0,0]
[null,8,9,0,0,0,0,0,0,0,0,0,0,0,0,0,0,0,0,0,0,0]
[null,8,10,0,0,0,0,0,0,0,0,0,0,0,0,0,0,0,0,0,0,0]
[null,8,11,0,0,0,0,0,0,0,0,0,0,0,0,0,0,0,0,0,0,0]
[null,8,12,0,0,0,0,0,0,0,0,0,0,0,0,0,0,0,0,0,0,0]
[null,8,13,0,0,0,0,0,0,0,0,0,0,0,0,0,0,0,0,0,0,0]
[null,8,14,0,0,0,0,0,0,0,0,0,0,0,0,0,0,0,0,0,0,0]
[null,8,15,0,0,0,0,0,0,0,0,0,0,0,0,0,0,0,0,0,0,0]
[null,8,16,0,0,0,0,0,0,0,0,0,0,0,0,0,0,0,0,0,0,0]
[null,8,17,0,0,0,0,0,0,0,0,0,0,0,0,0,0,0,0,0,0,0]
[null,8,18,0,0,0,0,0,0,0,0,0,0,0,0,0,0,0,0,0,0,0]
[null,8,19,0,0,0,0,0,0,0,0,0,0,0,0,0,0,0,0,0,0,0]
[null,8,20,0,0,0,0,0,0,0,0,0,0,0,0,0,0,0,0,0,0,0]
[null,8,21,0,0,0,0,0,0,0,0,0,0,0,0,0,0,0,0,0,0,0]
[null,8,22,0,0,0,0,0,0,0,0,0,0,0,0,0,0,0,0,0,0,0]
[null,8,23,0,0,0,0,0,0,0,0,0,0,0,0,0,0,0,0,0,0,0]
[null,8,24,0,0,0,0,0,0,0,0,0,0,0,0,0,0,0,0,0,0,0]
[null,8,25,0,0,0,0,0,0,0,0,0,0,0,0,0,0,0,0,0,0,0]
[null,8,26,0,0,0,0,0,0,0,0,0,0,0,0,0,0,0,0,0,0,0]
[null,8,27,0,0,0,0,0,0,0,0,0,0,0,0,0,0,0,0,0,0,0]
[null,8,28,0,0,0,0,0,0,0,0,0,0,0,0,0,0,0,0,0,0,0]
[null,8,29,0,0,0,0,0,0,0,0,0,0,0,0,0,0,0,0,0,0,0]
[null,8,30,0,0,0,0,0,0,0,0,0,0,0,0,0,0,0,0,0,0,0]
[null,8,31,0,0,0,0,0,0,0,0,0,0,0,0,0,0,0,0,0,0,0]
[null,8,32,0,0,0,0,0,0,0,0,0,0,0,0,0,0,0,0,0,0,0]
[null,8,33,0,0,0,0,0,0,0,0,0,0,0,0,0,0,0,0,0,0,0]
[null,8,34,0,0,0,0,0,0,0,0,0,0,0,0,0,0,0,0,0,0,0]
[null,8,35,0,0,0,0,0,0,0,0,0,0,0,0,0,0,0,0,0,0,0]
[null,8,36,0,0,0,0,0,0,0,0,0,0,0,0,0,0,0,0,0,0,0]
[null,8,37,0,0,0,0,0,0,0,0,0,0,0,0,0,0,0,0,0,0,0]
[null,8,38,0,0,0,0,0,0,0,0,0,0,0,0,0,0,0,0,0,0,0]
[null,8,39,0,0,0,0,0,0,0,0,0,0,0,0,0,0,0,0,0,0,0]
[null,8,40,0,0,0,0,0,0,0,0,0,0,0,0,0,0,0,0,0,0,0]
[null,8,41,0,0,0,0,0,0,0,0,0,0,0,0,0,0,0,0,0,0,0]
[null,8,42,0,0,0,0,0,0,0,0,0,0,0,0,0,0,0,0,0,0,0]
[null,8,43,0,0,0,0,0,0,0,0,0,0,0,0,0,0,0,0,0,0,0]
[null,8,44,0,0,0,0,0,0,0,0,0,0,0,0,0,0,0,0,0,0,0]
[null,8,45,0,0,0,0,0,0,0,0,0,0,0,0,0,0,0,0,0,0,0]
[null,8,46,0,0,0,0,0,0,0,0,0,0,0,0,0,0,0,0,0,0,0]
[null,8,47,0,0,0,0,0,0,0,0,0,0,0,0,0,0,0,0,0,0,0]
[null,8,48,0,0,0,0,0,0,0,0,0,0,0,0,0,0,0,0,0,0,0]
[null,8,49,0,0,0,0,0,0,0,0,0,0,0,0,0,0,0,0,0,0,0]
[null,8,50,0,0,0,0,0,0,0,0,0,0,0,0,0,0,0,0,0,0,0]
[null,8,"Total",null,null,null,null,null,null,null,null,null,null,0,null,null,0,0,null,null,0,0]
[null,9,1,0,0,0,0,0,0,0,0,0,0,0,0,0,0,0,0,0,0,0]
[null,9,2,0,0,0,0,0,0,0,0,0,0,0,0,0,0,0,0,0,0,0]
[null,9,3,0,0,0,0,0,0,0,0,0,0,0,0,0,0,0,0,0,0,0]
[null,9,4,0,0,0,0,0,0,0,0,0,0,0,0,0,0,0,0,0,0,0]
[null,9,5,0,0,0,0,0,0,0,0,0,0,0,0,0,0,0,0,0,0,0]
[null,9,6,0,0,0,0,0,0,0,0,0,0,0,0,0,0,0,0,0,0,0]
[null,9,7,0,0,0,0,0,0,0,0,0,0,0,0,0,0,0,0,0,0,0]
[null,9,8,0,0,0,0,0,0,0,0,0,0,0,0,0,0,0,0,0,0,0]
[null,9,9,0,0,0,0,0,0,0,0,0,0,0,0,0,0,0,0,0,0,0]
[null,9,10,0,0,0,0,0,0,0,0,0,0,0,0,0,0,0,0,0,0,0]
[null,9,11,0,0,0,0,0,0,0,0,0,0,0,0,0,0,0,0,0,0,0]
[null,9,12,0,0,0,0,0,0,0,0,0,0,0,0,0,0,0,0,0,0,0]
[null,9,13,0,0,0,0,0,0,0,0,0,0,0,0,0,0,0,0,0,0,0]
[null,9,14,0,0,0,0,0,0,0,0,0,0,0,0,0,0,0,0,0,0,0]
[null,9,15,0,0,0,0,0,0,0,0,0,0,0,0,0,0,0,0,0,0,0]
[null,9,16,0,0,0,0,0,0,0,0,0,0,0,0,0,0,0,0,0,0,0]
[null,9,17,0,0,0,0,0,0,0,0,0,0,0,0,0,0,0,0,0,0,0]
[null,9,18,0,0,0,0,0,0,0,0,0,0,0,0,0,0,0,0,0,0,0]
[null,9,19,0,0,0,0,0,0,0,0,0,0,0,0,0,0,0,0,0,0,0]
[null,9,20,0,0,0,0,0,0,0,0,0,0,0,0,0,0,0,0,0,0,0]
[null,9,21,0,0,0,0,0,0,0,0,0,0,0,0,0,0,0,0,0,0,0]
[null,9,22,0,0,0,0,0,0,0,0,0,0,0,0,0,0,0,0,0,0,0]
[null,9,23,0,0,0,0,0,0,0,0,0,0,0,0,0,0,0,0,0,0,0]
[null,9,24,0,0,0,0,0,0,0,0,0,0,0,0,0,0,0,0,0,0,0]
[null,9,25,0,0,0,0,0,0,0,0,0,0,0,0,0,0,0,0,0,0,0]
[null,9,26,0,0,0,0,0,0,0,0,0,0,0,0,0,0,0,0,0,0,0]
[null,9,27,0,0,0,0,0,0,0,0,0,0,0,0,0,0,0,0,0,0,0]
[null,9,28,0,0,0,0,0,0,0,0,0,0,0,0,0,0,0,0,0,0,0]
[null,9,29,0,0,0,0,0,0,0,0,0,0,0,0,0,0,0,0,0,0,0]
[null,9,30,0,0,0,0,0,0,0,0,0,0,0,0,0,0,0,0,0,0,0]
[null,9,31,0,0,0,0,0,0,0,0,0,0,0,0,0,0,0,0,0,0,0]
[null,9,32,0,0,0,0,0,0,0,0,0,0,0,0,0,0,0,0,0,0,0]
[null,9,33,0,0,0,0,0,0,0,0,0,0,0,0,0,0,0,0,0,0,0]
[null,9,34,0,0,0,0,0,0,0,0,0,0,0,0,0,0,0,0,0,0,0]
[null,9,35,0,0,0,0,0,0,0,0,0,0,0,0,0,0,0,0,0,0,0]
[null,9,36,0,0,0,0,0,0,0,0,0,0,0,0,0,0,0,0,0,0,0]
[null,9,37,0,0,0,0,0,0,0,0,0,0,0,0,0,0,0,0,0,0,0]
[null,9,38,0,0,0,0,0,0,0,0,0,0,0,0,0,0,0,0,0,0,0]
[null,9,39,0,0,0,0,0,0,0,0,0,0,0,0,0,0,0,0,0,0,0]
[null,9,40,0,0,0,0,0,0,0,0,0,0,0,0,0,0,0,0,0,0,0]
[null,9,41,0,0,0,0,0,0,0,0,0,0,0,0,0,0,0,0,0,0,0]
[null,9,42,0,0,0,0,0,0,0,0,0,0,0,0,0,0,0,0,0,0,0]
[null,9,43,0,0,0,0,0,0,0,0,0,0,0,0,0,0,0,0,0,0,0]
[null,9,44,0,0,0,0,0,0,0,0,0,0,0,0,0,0,0,0,0,0,0]
[null,9,45,0,0,0,0,0,0,0,0,0,0,0,0,0,0,0,0,0,0,0]
[null,9,46,0,0,0,0,0,0,0,0,0,0,0,0,0,0,0,0,0,0,0]
[null,9,47,0,0,0,0,0,0,0,0,0,0,0,0,0,0,0,0,0,0,0]
[null,9,48,0,0,0,0,0,0,0,0,0,0,0,0,0,0,0,0,0,0,0]
[null,9,49,0,0,0,0,0,0,0,0,0,0,0,0,0,0,0,0,0,0,0]
[null,9,50,0,0,0,0,0,0,0,0,0,0,0,0,0,0,0,0,0,0,0]
[null,9,"Total",null,null,null,null,null,null,null,null,null,null,0,null,null,0,0,null,null,0,0]
[null,10,1,0,0,0,0,0,0,0,0,0,0,0,0,0,0,0,0,0,0,0]
[null,10,2,0,0,0,0,0,0,0,0,0,0,0,0,0,0,0,0,0,0,0]
[null,10,3,0,0,0,0,0,0,0,0,0,0,0,0,0,0,0,0,0,0,0]
[null,10,4,0,0,0,0,0,0,0,0,0,0,0,0,0,0,0,0,0,0,0]
[null,10,5,0,0,0,0,0,0,0,0,0,0,0,0,0,0,0,0,0,0,0]
[null,10,6,0,0,0,0,0,0,0,0,0,0,0,0,0,0,0,0,0,0,0]
[null,10,7,0,0,0,0,0,0,0,0,0,0,0,0,0,0,0,0,0,0,0]
[null,10,8,0,0,0,0,0,0,0,0,0,0,0,0,0,0,0,0,0,0,0]
[null,10,9,0,0,0,0,0,0,0,0,0,0,0,0,0,0,0,0,0,0,0]
[null,10,10,0,0,0,0,0,0,0,0,0,0,0,0,0,0,0,0,0,0,0]
[null,10,11,0,0,0,0,0,0,0,0,0,0,0,0,0,0,0,0,0,0,0]
[null,10,12,0,0,0,0,0,0,0,0,0,0,0,0,0,0,0,0,0,0,0]
[null,10,13,0,0,0,0,0,0,0,0,0,0,0,0,0,0,0,0,0,0,0]
[null,10,14,0,0,0,0,0,0,0,0,0,0,0,0,0,0,0,0,0,0,0]
[null,10,15,0,0,0,0,0,0,0,0,0,0,0,0,0,0,0,0,0,0,0]
[null,10,16,0,0,0,0,0,0,0,0,0,0,0,0,0,0,0,0,0,0,0]
[null,10,17,0,0,0,0,0,0,0,0,0,0,0,0,0,0,0,0,0,0,0]
[null,10,18,0,0,0,0,0,0,0,0,0,0,0,0,0,0,0,0,0,0,0]
[null,10,19,0,0,0,0,0,0,0,0,0,0,0,0,0,0,0,0,0,0,0]
[null,10,20,0,0,0,0,0,0,0,0,0,0,0,0,0,0,0,0,0,0,0]
[null,10,21,0,0,0,0,0,0,0,0,0,0,0,0,0,0,0,0,0,0,0]
[null,10,22,0,0,0,0,0,0,0,0,0,0,0,0,0,0,0,0,0,0,0]
[null,10,23,0,0,0,0,0,0,0,0,0,0,0,0,0,0,0,0,0,0,0]
[null,10,24,0,0,0,0,0,0,0,0,0,0,0,0,0,0,0,0,0,0,0]
[null,10,25,0,0,0,0,0,0,0,0,0,0,0,0,0,0,0,0,0,0,0]
[null,10,26,0,0,0,0,0,0,0,0,0,0,0,0,0,0,0,0,0,0,0]
[null,10,27,0,0,0,0,0,0,0,0,0,0,0,0,0,0,0,0,0,0,0]
[null,10,28,0,0,0,0,0,0,0,0,0,0,0,0,0,0,0,0,0,0,0]
[null,10,29,0,0,0,0,0,0,0,0,0,0,0,0,0,0,0,0,0,0,0]
[null,10,30,0,0,0,0,0,0,0,0,0,0,0,0,0,0,0,0,0,0,0]
[null,10,31,0,0,0,0,0,0,0,0,0,0,0,0,0,0,0,0,0,0,0]
[null,10,32,0,0,0,0,0,0,0,0,0,0,0,0,0,0,0,0,0,0,0]
[null,10,33,0,0,0,0,0,0,0,0,0,0,0,0,0,0,0,0,0,0,0]
[null,10,34,0,0,0,0,0,0,0,0,0,0,0,0,0,0,0,0,0,0,0]
[null,10,35,0,0,0,0,0,0,0,0,0,0,0,0,0,0,0,0,0,0,0]
[null,10,36,0,0,0,0,0,0,0,0,0,0,0,0,0,0,0,0,0,0,0]
[null,10,37,0,0,0,0,0,0,0,0,0,0,0,0,0,0,0,0,0,0,0]
[null,10,38,0,0,0,0,0,0,0,0,0,0,0,0,0,0,0,0,0,0,0]
[null,10,39,0,0,0,0,0,0,0,0,0,0,0,0,0,0,0,0,0,0,0]
[null,10,40,0,0,0,0,0,0,0,0,0,0,0,0,0,0,0,0,0,0,0]
[null,10,41,0,0,0,0,0,0,0,0,0,0,0,0,0,0,0,0,0,0,0]
[null,10,42,0,0,0,0,0,0,0,0,0,0,0,0,0,0,0,0,0,0,0]
[null,10,43,0,0,0,0,0,0,0,0,0,0,0,0,0,0,0,0,0,0,0]
[null,10,44,0,0,0,0,0,0,0,0,0,0,0,0,0,0,0,0,0,0,0]
[null,10,45,0,0,0,0,0,0,0,0,0,0,0,0,0,0,0,0,0,0,0]
[null,10,46,0,0,0,0,0,0,0,0,0,0,0,0,0,0,0,0,0,0,0]
[null,10,47,0,0,0,0,0,0,0,0,0,0,0,0,0,0,0,0,0,0,0]
[null,10,48,0,0,0,0,0,0,0,0,0,0,0,0,0,0,0,0,0,0,0]
[null,10,49,0,0,0,0,0,0,0,0,0,0,0,0,0,0,0,0,0,0,0]
[null,10,50,0,0,0,0,0,0,0,0,0,0,0,0,0,0,0,0,0,0,0]
[null,10,"Total",null,null,null,null,null,null,null,null,null,null,0,null,null,0,0,null,null,0,0]
[null,11,1,0,0,0,0,0,0,0,0,0,0,0,0,0,0,0,0,0,0,0]
[null,11,2,0,0,0,0,0,0,0,0,0,0,0,0,0,0,0,0,0,0,0]
[null,11,3,0,0,0,0,0,0,0,0,0,0,0,0,0,0,0,0,0,0,0]
[null,11,4,0,0,0,0,0,0,0,0,0,0,0,0,0,0,0,0,0,0,0]
[null,11,5,0,0,0,0,0,0,0,0,0,0,0,0,0,0,0,0,0,0,0]
[null,11,6,0,0,0,0,0,0,0,0,0,0,0,0,0,0,0,0,0,0,0]
[null,11,7,0,0,0,0,0,0,0,0,0,0,0,0,0,0,0,0,0,0,0]
[null,11,8,0,0,0,0,0,0,0,0,0,0,0,0,0,0,0,0,0,0,0]
[null,11,9,0,0,0,0,0,0,0,0,0,0,0,0,0,0,0,0,0,0,0]
[null,11,10,0,0,0,0,0,0,0,0,0,0,0,0,0,0,0,0,0,0,0]
[null,11,11,0,0,0,0,0,0,0,0,0,0,0,0,0,0,0,0,0,0,0]
[null,11,12,0,0,0,0,0,0,0,0,0,0,0,0,0,0,0,0,0,0,0]
[null,11,13,0,0,0,0,0,0,0,0,0,0,0,0,0,0,0,0,0,0,0]
[null,11,14,0,0,0,0,0,0,0,0,0,0,0,0,0,0,0,0,0,0,0]
[null,11,15,0,0,0,0,0,0,0,0,0,0,0,0,0,0,0,0,0,0,0]
[null,11,16,0,0,0,0,0,0,0,0,0,0,0,0,0,0,0,0,0,0,0]
[null,11,17,0,0,0,0,0,0,0,0,0,0,0,0,0,0,0,0,0,0,0]
[null,11,18,0,0,0,0,0,0,0,0,0,0,0,0,0,0,0,0,0,0,0]
[null,11,19,0,0,0,0,0,0,0,0,0,0,0,0,0,0,0,0,0,0,0]
[null,11,20,0,0,0,0,0,0,0,0,0,0,0,0,0,0,0,0,0,0,0]
[null,11,21,0,0,0,0,0,0,0,0,0,0,0,0,0,0,0,0,0,0,0]
[null,11,22,0,0,0,0,0,0,0,0,0,0,0,0,0,0,0,0,0,0,0]
[null,11,23,0,0,0,0,0,0,0,0,0,0,0,0,0,0,0,0,0,0,0]
[null,11,24,0,0,0,0,0,0,0,0,0,0,0,0,0,0,0,0,0,0,0]
[null,11,25,0,0,0,0,0,0,0,0,0,0,0,0,0,0,0,0,0,0,0]
[null,11,26,0,0,0,0,0,0,0,0,0,0,0,0,0,0,0,0,0,0,0]
[null,11,27,0,0,0,0,0,0,0,0,0,0,0,0,0,0,0,0,0,0,0]
[null,11,28,0,0,0,0,0,0,0,0,0,0,0,0,0,0,0,0,0,0,0]
[null,11,29,0,0,0,0,0,0,0,0,0,0,0,0,0,0,0,0,0,0,0]
[null,11,30,0,0,0,0,0,0,0,0,0,0,0,0,0,0,0,0,0,0,0]
[null,11,31,0,0,0,0,0,0,0,0,0,0,0,0,0,0,0,0,0,0,0]
[null,11,32,0,0,0,0,0,0,0,0,0,0,0,0,0,0,0,0,0,0,0]
[null,11,33,0,0,0,0,0,0,0,0,0,0,0,0,0,0,0,0,0,0,0]
[null,11,34,0,0,0,0,0,0,0,0,0,0,0,0,0,0,0,0,0,0,0]
[null,11,35,0,0,0,0,0,0,0,0,0,0,0,0,0,0,0,0,0,0,0]
[null,11,36,0,0,0,0,0,0,0,0,0,0,0,0,0,0,0,0,0,0,0]
[null,11,37,0,0,0,0,0,0,0,0,0,0,0,0,0,0,0,0,0,0,0]
[null,11,38,0,0,0,0,0,0,0,0,0,0,0,0,0,0,0,0,0,0,0]
[null,11,39,0,0,0,0,0,0,0,0,0,0,0,0,0,0,0,0,0,0,0]
[null,11,40,0,0,0,0,0,0,0,0,0,0,0,0,0,0,0,0,0,0,0]
[null,11,41,0,0,0,0,0,0,0,0,0,0,0,0,0,0,0,0,0,0,0]
[null,11,42,0,0,0,0,0,0,0,0,0,0,0,0,0,0,0,0,0,0,0]
[null,11,43,0,0,0,0,0,0,0,0,0,0,0,0,0,0,0,0,0,0,0]
[null,11,44,0,0,0,0,0,0,0,0,0,0,0,0,0,0,0,0,0,0,0]
[null,11,45,0,0,0,0,0,0,0,0,0,0,0,0,0,0,0,0,0,0,0]
[null,11,46,0,0,0,0,0,0,0,0,0,0,0,0,0,0,0,0,0,0,0]
[null,11,47,0,0,0,0,0,0,0,0,0,0,0,0,0,0,0,0,0,0,0]
[null,11,48,0,0,0,0,0,0,0,0,0,0,0,0,0,0,0,0,0,0,0]
[null,11,49,0,0,0,0,0,0,0,0,0,0,0,0,0,0,0,0,0,0,0]
[null,11,50,0,0,0,0,0,0,0,0,0,0,0,0,0,0,0,0,0,0,0]
[null,11,"Total",null,null,null,null,null,null,null,null,null,null,0,null,null,0,0,null,null,0,0]
[null,12,1,0,0,0,0,0,0,0,0,0,0,0,0,0,0,0,0,0,0,0]
[null,12,2,0,0,0,0,0,0,0,0,0,0,0,0,0,0,0,0,0,0,0]
[null,12,3,0,0,0,0,0,0,0,0,0,0,0,0,0,0,0,0,0,0,0]
[null,12,4,0,0,0,0,0,0,0,0,0,0,0,0,0,0,0,0,0,0,0]
[null,12,5,0,0,0,0,0,0,0,0,0,0,0,0,0,0,0,0,0,0,0]
[null,12,6,0,0,0,0,0,0,0,0,0,0,0,0,0,0,0,0,0,0,0]
[null,12,7,0,0,0,0,0,0,0,0,0,0,0,0,0,0,0,0,0,0,0]
[null,12,8,0,0,0,0,0,0,0,0,0,0,0,0,0,0,0,0,0,0,0]
[null,12,9,0,0,0,0,0,0,0,0,0,0,0,0,0,0,0,0,0,0,0]
[null,12,10,0,0,0,0,0,0,0,0,0,0,0,0,0,0,0,0,0,0,0]
[null,12,11,0,0,0,0,0,0,0,0,0,0,0,0,0,0,0,0,0,0,0]
[null,12,12,0,0,0,0,0,0,0,0,0,0,0,0,0,0,0,0,0,0,0]
[null,12,13,0,0,0,0,0,0,0,0,0,0,0,0,0,0,0,0,0,0,0]
[null,12,14,0,0,0,0,0,0,0,0,0,0,0,0,0,0,0,0,0,0,0]
[null,12,15,0,0,0,0,0,0,0,0,0,0,0,0,0,0,0,0,0,0,0]
[null,12,16,0,0,0,0,0,0,0,0,0,0,0,0,0,0,0,0,0,0,0]
[null,12,17,0,0,0,0,0,0,0,0,0,0,0,0,0,0,0,0,0,0,0]
[null,12,18,0,0,0,0,0,0,0,0,0,0,0,0,0,0,0,0,0,0,0]
[null,12,19,0,0,0,0,0,0,0,0,0,0,0,0,0,0,0,0,0,0,0]
[null,12,20,0,0,0,0,0,0,0,0,0,0,0,0,0,0,0,0,0,0,0]
[null,12,21,0,0,0,0,0,0,0,0,0,0,0,0,0,0,0,0,0,0,0]
[null,12,22,0,0,0,0,0,0,0,0,0,0,0,0,0,0,0,0,0,0,0]
[null,12,23,0,0,0,0,0,0,0,0,0,0,0,0,0,0,0,0,0,0,0]
[null,12,24,0,0,0,0,0,0,0,0,0,0,0,0,0,0,0,0,0,0,0]
[null,12,25,0,0,0,0,0,0,0,0,0,0,0,0,0,0,0,0,0,0,0]
[null,12,26,0,0,0,0,0,0,0,0,0,0,0,0,0,0,0,0,0,0,0]
[null,12,27,0,0,0,0,0,0,0,0,0,0,0,0,0,0,0,0,0,0,0]
[null,12,28,0,0,0,0,0,0,0,0,0,0,0,0,0,0,0,0,0,0,0]
[null,12,29,0,0,0,0,0,0,0,0,0,0,0,0,0,0,0,0,0,0,0]
[null,12,30,0,0,0,0,0,0,0,0,0,0,0,0,0,0,0,0,0,0,0]
[null,12,31,0,0,0,0,0,0,0,0,0,0,0,0,0,0,0,0,0,0,0]
[null,12,32,0,0,0,0,0,0,0,0,0,0,0,0,0,0,0,0,0,0,0]
[null,12,33,0,0,0,0,0,0,0,0,0,0,0,0,0,0,0,0,0,0,0]
[null,12,34,0,0,0,0,0,0,0,0,0,0,0,0,0,0,0,0,0,0,0]
[null,12,35,0,0,0,0,0,0,0,0,0,0,0,0,0,0,0,0,0,0,0]
[null,12,36,0,0,0,0,0,0,0,0,0,0,0,0,0,0,0,0,0,0,0]
[null,12,37,0,0,0,0,0,0,0,0,0,0,0,0,0,0,0,0,0,0,0]
[null,12,38,0,0,0,0,0,0,0,0,0,0,0,0,0,0,0,0,0,0,0]
[null,12,39,0,0,0,0,0,0,0,0,0,0,0,0,0,0,0,0,0,0,0]
[null,12,40,0,0,0,0,0,0,0,0,0,0,0,0,0,0,0,0,0,0,0]
[null,12,41,0,0,0,0,0,0,0,0,0,0,0,0,0,0,0,0,0,0,0]
[null,12,42,0,0,0,0,0,0,0,0,0,0,0,0,0,0,0,0,0,0,0]
[null,12,43,0,0,0,0,0,0,0,0,0,0,0,0,0,0,0,0,0,0,0]
[null,12,44,0,0,0,0,0,0,0,0,0,0,0,0,0,0,0,0,0,0,0]
[null,12,45,0,0,0,0,0,0,0,0,0,0,0,0,0,0,0,0,0,0,0]
[null,12,46,0,0,0,0,0,0,0,0,0,0,0,0,0,0,0,0,0,0,0]
[null,12,47,0,0,0,0,0,0,0,0,0,0,0,0,0,0,0,0,0,0,0]
[null,12,48,0,0,0,0,0,0,0,0,0,0,0,0,0,0,0,0,0,0,0]
[null,12,49,0,0,0,0,0,0,0,0,0,0,0,0,0,0,0,0,0,0,0]
[null,12,50,0,0,0,0,0,0,0,0,0,0,0,0,0,0,0,0,0,0,0]
[null,12,"Total",null,null,null,null,null,null,null,null,null,null,0,null,null,0,0,null,null,0,0]
[null,13,1,0,0,0,0,0,0,0,0,0,0,0,0,0,0,0,0,0,0,0]
[null,13,2,0,0,0,0,0,0,0,0,0,0,0,0,0,0,0,0,0,0,0]
[null,13,3,0,0,0,0,0,0,0,0,0,0,0,0,0,0,0,0,0,0,0]
[null,13,4,0,0,0,0,0,0,0,0,0,0,0,0,0,0,0,0,0,0,0]
[null,13,5,0,0,0,0,0,0,0,0,0,0,0,0,0,0,0,0,0,0,0]
[null,13,6,0,0,0,0,0,0,0,0,0,0,0,0,0,0,0,0,0,0,0]
[null,13,7,0,0,0,0,0,0,0,0,0,0,0,0,0,0,0,0,0,0,0]
[null,13,8,0,0,0,0,0,0,0,0,0,0,0,0,0,0,0,0,0,0,0]
[null,13,9,0,0,0,0,0,0,0,0,0,0,0,0,0,0,0,0,0,0,0]
[null,13,10,0,0,0,0,0,0,0,0,0,0,0,0,0,0,0,0,0,0,0]
[null,13,11,0,0,0,0,0,0,0,0,0,0,0,0,0,0,0,0,0,0,0]
[null,13,12,0,0,0,0,0,0,0,0,0,0,0,0,0,0,0,0,0,0,0]
[null,13,13,0,0,0,0,0,0,0,0,0,0,0,0,0,0,0,0,0,0,0]
[null,13,14,0,0,0,0,0,0,0,0,0,0,0,0,0,0,0,0,0,0,0]
[null,13,15,0,0,0,0,0,0,0,0,0,0,0,0,0,0,0,0,0,0,0]
[null,13,16,0,0,0,0,0,0,0,0,0,0,0,0,0,0,0,0,0,0,0]
[null,13,17,0,0,0,0,0,0,0,0,0,0,0,0,0,0,0,0,0,0,0]
[null,13,18,0,0,0,0,0,0,0,0,0,0,0,0,0,0,0,0,0,0,0]
[null,13,19,0,0,0,0,0,0,0,0,0,0,0,0,0,0,0,0,0,0,0]
[null,13,20,0,0,0,0,0,0,0,0,0,0,0,0,0,0,0,0,0,0,0]
[null,13,21,0,0,0,0,0,0,0,0,0,0,0,0,0,0,0,0,0,0,0]
[null,13,22,0,0,0,0,0,0,0,0,0,0,0,0,0,0,0,0,0,0,0]
[null,13,23,0,0,0,0,0,0,0,0,0,0,0,0,0,0,0,0,0,0,0]
[null,13,24,0,0,0,0,0,0,0,0,0,0,0,0,0,0,0,0,0,0,0]
[null,13,25,0,0,0,0,0,0,0,0,0,0,0,0,0,0,0,0,0,0,0]
[null,13,26,0,0,0,0,0,0,0,0,0,0,0,0,0,0,0,0,0,0,0]
[null,13,27,0,0,0,0,0,0,0,0,0,0,0,0,0,0,0,0,0,0,0]
[null,13,28,0,0,0,0,0,0,0,0,0,0,0,0,0,0,0,0,0,0,0]
[null,13,29,0,0,0,0,0,0,0,0,0,0,0,0,0,0,0,0,0,0,0]
[null,13,30,0,0,0,0,0,0,0,0,0,0,0,0,0,0,0,0,0,0,0]
[null,13,31,0,0,0,0,0,0,0,0,0,0,0,0,0,0,0,0,0,0,0]
[null,13,32,0,0,0,0,0,0,0,0,0,0,0,0,0,0,0,0,0,0,0]
[null,13,33,0,0,0,0,0,0,0,0,0,0,0,0,0,0,0,0,0,0,0]
[null,13,34,0,0,0,0,0,0,0,0,0,0,0,0,0,0,0,0,0,0,0]
[null,13,35,0,0,0,0,0,0,0,0,0,0,0,0,0,0,0,0,0,0,0]
[null,13,36,0,0,0,0,0,0,0,0,0,0,0,0,0,0,0,0,0,0,0]
[null,13,37,0,0,0,0,0,0,0,0,0,0,0,0,0,0,0,0,0,0,0]
[null,13,38,0,0,0,0,0,0,0,0,0,0,0,0,0,0,0,0,0,0,0]
[null,13,39,0,0,0,0,0,0,0,0,0,0,0,0,0,0,0,0,0,0,0]
[null,13,40,0,0,0,0,0,0,0,0,0,0,0,0,0,0,0,0,0,0,0]
[null,13,41,0,0,0,0,0,0,0,0,0,0,0,0,0,0,0,0,0,0,0]
[null,13,42,0,0,0,0,0,0,0,0,0,0,0,0,0,0,0,0,0,0,0]
[null,13,43,0,0,0,0,0,0,0,0,0,0,0,0,0,0,0,0,0,0,0]
[null,13,44,0,0,0,0,0,0,0,0,0,0,0,0,0,0,0,0,0,0,0]
[null,13,45,0,0,0,0,0,0,0,0,0,0,0,0,0,0,0,0,0,0,0]
[null,13,46,0,0,0,0,0,0,0,0,0,0,0,0,0,0,0,0,0,0,0]
[null,13,47,0,0,0,0,0,0,0,0,0,0,0,0,0,0,0,0,0,0,0]
[null,13,48,0,0,0,0,0,0,0,0,0,0,0,0,0,0,0,0,0,0,0]
[null,13,49,0,0,0,0,0,0,0,0,0,0,0,0,0,0,0,0,0,0,0]
[null,13,50,0,0,0,0,0,0,0,0,0,0,0,0,0,0,0,0,0,0,0]
[null,13,"Total",null,null,null,null,null,null,null,null,null,null,0,null,null,0,0,null,null,0,0]
[null,14,1,0,0,0,0,0,0,0,0,0,0,0,0,0,0,0,0,0,0,0]
[null,14,2,0,0,0,0,0,0,0,0,0,0,0,0,0,0,0,0,0,0,0]
[null,14,3,0,0,0,0,0,0,0,0,0,0,0,0,0,0,0,0,0,0,0]
[null,14,4,0,0,0,0,0,0,0,0,0,0,0,0,0,0,0,0,0,0,0]
[null,14,5,0,0,0,0,0,0,0,0,0,0,0,0,0,0,0,0,0,0,0]
[null,14,6,0,0,0,0,0,0,0,0,0,0,0,0,0,0,0,0,0,0,0]
[null,14,7,0,0,0,0,0,0,0,0,0,0,0,0,0,0,0,0,0,0,0]
[null,14,8,0,0,0,0,0,0,0,0,0,0,0,0,0,0,0,0,0,0,0]
[null,14,9,0,0,0,0,0,0,0,0,0,0,0,0,0,0,0,0,0,0,0]
[null,14,10,0,0,0,0,0,0,0,0,0,0,0,0,0,0,0,0,0,0,0]
[null,14,11,0,0,0,0,0,0,0,0,0,0,0,0,0,0,0,0,0,0,0]
[null,14,12,0,0,0,0,0,0,0,0,0,0,0,0,0,0,0,0,0,0,0]
[null,14,13,0,0,0,0,0,0,0,0,0,0,0,0,0,0,0,0,0,0,0]
[null,14,14,0,0,0,0,0,0,0,0,0,0,0,0,0,0,0,0,0,0,0]
[null,14,15,0,0,0,0,0,0,0,0,0,0,0,0,0,0,0,0,0,0,0]
[null,14,16,0,0,0,0,0,0,0,0,0,0,0,0,0,0,0,0,0,0,0]
[null,14,17,0,0,0,0,0,0,0,0,0,0,0,0,0,0,0,0,0,0,0]
[null,14,18,0,0,0,0,0,0,0,0,0,0,0,0,0,0,0,0,0,0,0]
[null,14,19,0,0,0,0,0,0,0,0,0,0,0,0,0,0,0,0,0,0,0]
[null,14,20,0,0,0,0,0,0,0,0,0,0,0,0,0,0,0,0,0,0,0]
[null,14,21,0,0,0,0,0,0,0,0,0,0,0,0,0,0,0,0,0,0,0]
[null,14,22,0,0,0,0,0,0,0,0,0,0,0,0,0,0,0,0,0,0,0]
[null,14,23,0,0,0,0,0,0,0,0,0,0,0,0,0,0,0,0,0,0,0]
[null,14,24,0,0,0,0,0,0,0,0,0,0,0,0,0,0,0,0,0,0,0]
[null,14,25,0,0,0,0,0,0,0,0,0,0,0,0,0,0,0,0,0,0,0]
[null,14,26,0,0,0,0,0,0,0,0,0,0,0,0,0,0,0,0,0,0,0]
[null,14,27,0,0,0,0,0,0,0,0,0,0,0,0,0,0,0,0,0,0,0]
[null,14,28,0,0,0,0,0,0,0,0,0,0,0,0,0,0,0,0,0,0,0]
[null,14,29,0,0,0,0,0,0,0,0,0,0,0,0,0,0,0,0,0,0,0]
[null,14,30,0,0,0,0,0,0,0,0,0,0,0,0,0,0,0,0,0,0,0]
[null,14,31,0,0,0,0,0,0,0,0,0,0,0,0,0,0,0,0,0,0,0]
[null,14,32,0,0,0,0,0,0,0,0,0,0,0,0,0,0,0,0,0,0,0]
[null,14,33,0,0,0,0,0,0,0,0,0,0,0,0,0,0,0,0,0,0,0]
[null,14,34,0,0,0,0,0,0,0,0,0,0,0,0,0,0,0,0,0,0,0]
[null,14,35,0,0,0,0,0,0,0,0,0,0,0,0,0,0,0,0,0,0,0]
[null,14,36,0,0,0,0,0,0,0,0,0,0,0,0,0,0,0,0,0,0,0]
[null,14,37,0,0,0,0,0,0,0,0,0,0,0,0,0,0,0,0,0,0,0]
[null,14,38,0,0,0,0,0,0,0,0,0,0,0,0,0,0,0,0,0,0,0]
[null,14,39,0,0,0,0,0,0,0,0,0,0,0,0,0,0,0,0,0,0,0]
[null,14,40,0,0,0,0,0,0,0,0,0,0,0,0,0,0,0,0,0,0,0]
[null,14,41,0,0,0,0,0,0,0,0,0,0,0,0,0,0,0,0,0,0,0]
[null,14,42,0,0,0,0,0,0,0,0,0,0,0,0,0,0,0,0,0,0,0]
[null,14,43,0,0,0,0,0,0,0,0,0,0,0,0,0,0,0,0,0,0,0]
[null,14,44,0,0,0,0,0,0,0,0,0,0,0,0,0,0,0,0,0,0,0]
[null,14,45,0,0,0,0,0,0,0,0,0,0,0,0,0,0,0,0,0,0,0]
[null,14,46,0,0,0,0,0,0,0,0,0,0,0,0,0,0,0,0,0,0,0]
[null,14,47,0,0,0,0,0,0,0,0,0,0,0,0,0,0,0,0,0,0,0]
[null,14,48,0,0,0,0,0,0,0,0,0,0,0,0,0,0,0,0,0,0,0]
[null,14,49,0,0,0,0,0,0,0,0,0,0,0,0,0,0,0,0,0,0,0]
[null,14,50,0,0,0,0,0,0,0,0,0,0,0,0,0,0,0,0,0,0,0]
[null,14,"Total",null,null,null,null,null,null,null,null,null,null,0,null,null,0,0,null,null,0,0]
[null,15,1,0,0,0,0,0,0,0,0,0,0,0,0,0,0,0,0,0,0,0]
[null,15,2,0,0,0,0,0,0,0,0,0,0,0,0,0,0,0,0,0,0,0]
[null,15,3,0,0,0,0,0,0,0,0,0,0,0,0,0,0,0,0,0,0,0]
[null,15,4,0,0,0,0,0,0,0,0,0,0,0,0,0,0,0,0,0,0,0]
[null,15,5,0,0,0,0,0,0,0,0,0,0,0,0,0,0,0,0,0,0,0]
[null,15,6,0,0,0,0,0,0,0,0,0,0,0,0,0,0,0,0,0,0,0]
[null,15,7,0,0,0,0,0,0,0,0,0,0,0,0,0,0,0,0,0,0,0]
[null,15,8,0,0,0,0,0,0,0,0,0,0,0,0,0,0,0,0,0,0,0]
[null,15,9,0,0,0,0,0,0,0,0,0,0,0,0,0,0,0,0,0,0,0]
[null,15,10,0,0,0,0,0,0,0,0,0,0,0,0,0,0,0,0,0,0,0]
[null,15,11,0,0,0,0,0,0,0,0,0,0,0,0,0,0,0,0,0,0,0]
[null,15,12,0,0,0,0,0,0,0,0,0,0,0,0,0,0,0,0,0,0,0]
[null,15,13,0,0,0,0,0,0,0,0,0,0,0,0,0,0,0,0,0,0,0]
[null,15,14,0,0,0,0,0,0,0,0,0,0,0,0,0,0,0,0,0,0,0]
[null,15,15,0,0,0,0,0,0,0,0,0,0,0,0,0,0,0,0,0,0,0]
[null,15,16,0,0,0,0,0,0,0,0,0,0,0,0,0,0,0,0,0,0,0]
[null,15,17,0,0,0,0,0,0,0,0,0,0,0,0,0,0,0,0,0,0,0]
[null,15,18,0,0,0,0,0,0,0,0,0,0,0,0,0,0,0,0,0,0,0]
[null,15,19,0,0,0,0,0,0,0,0,0,0,0,0,0,0,0,0,0,0,0]
[null,15,20,0,0,0,0,0,0,0,0,0,0,0,0,0,0,0,0,0,0,0]
[null,15,21,0,0,0,0,0,0,0,0,0,0,0,0,0,0,0,0,0,0,0]
[null,15,22,0,0,0,0,0,0,0,0,0,0,0,0,0,0,0,0,0,0,0]
[null,15,23,0,0,0,0,0,0,0,0,0,0,0,0,0,0,0,0,0,0,0]
[null,15,24,0,0,0,0,0,0,0,0,0,0,0,0,0,0,0,0,0,0,0]
[null,15,25,0,0,0,0,0,0,0,0,0,0,0,0,0,0,0,0,0,0,0]
[null,15,26,0,0,0,0,0,0,0,0,0,0,0,0,0,0,0,0,0,0,0]
[null,15,27,0,0,0,0,0,0,0,0,0,0,0,0,0,0,0,0,0,0,0]
[null,15,28,0,0,0,0,0,0,0,0,0,0,0,0,0,0,0,0,0,0,0]
[null,15,29,0,0,0,0,0,0,0,0,0,0,0,0,0,0,0,0,0,0,0]
[null,15,30,0,0,0,0,0,0,0,0,0,0,0,0,0,0,0,0,0,0,0]
[null,15,31,0,0,0,0,0,0,0,0,0,0,0,0,0,0,0,0,0,0,0]
[null,15,32,0,0,0,0,0,0,0,0,0,0,0,0,0,0,0,0,0,0,0]
[null,15,33,0,0,0,0,0,0,0,0,0,0,0,0,0,0,0,0,0,0,0]
[null,15,34,0,0,0,0,0,0,0,0,0,0,0,0,0,0,0,0,0,0,0]
[null,15,35,0,0,0,0,0,0,0,0,0,0,0,0,0,0,0,0,0,0,0]
[null,15,36,0,0,0,0,0,0,0,0,0,0,0,0,0,0,0,0,0,0,0]
[null,15,37,0,0,0,0,0,0,0,0,0,0,0,0,0,0,0,0,0,0,0]
[null,15,38,0,0,0,0,0,0,0,0,0,0,0,0,0,0,0,0,0,0,0]
[null,15,39,0,0,0,0,0,0,0,0,0,0,0,0,0,0,0,0,0,0,0]
[null,15,40,0,0,0,0,0,0,0,0,0,0,0,0,0,0,0,0,0,0,0]
[null,15,41,0,0,0,0,0,0,0,0,0,0,0,0,0,0,0,0,0,0,0]
[null,15,42,0,0,0,0,0,0,0,0,0,0,0,0,0,0,0,0,0,0,0]
[null,15,43,0,0,0,0,0,0,0,0,0,0,0,0,0,0,0,0,0,0,0]
[null,15,44,0,0,0,0,0,0,0,0,0,0,0,0,0,0,0,0,0,0,0]
[null,15,45,0,0,0,0,0,0,0,0,0,0,0,0,0,0,0,0,0,0,0]
[null,15,46,0,0,0,0,0,0,0,0,0,0,0,0,0,0,0,0,0,0,0]
[null,15,47,0,0,0,0,0,0,0,0,0,0,0,0,0,0,0,0,0,0,0]
[null,15,48,0,0,0,0,0,0,0,0,0,0,0,0,0,0,0,0,0,0,0]
[null,15,49,0,0,0,0,0,0,0,0,0,0,0,0,0,0,0,0,0,0,0]
[null,15,50,0,0,0,0,0,0,0,0,0,0,0,0,0,0,0,0,0,0,0]
[null,15,"Total",null,null,null,null,null,null,null,null,null,null,0,null,null,0,0,null,null,0,0]
[null,16,1,0,0,0,0,0,0,0,0,0,0,0,0,0,0,0,0,0,0,0]
[null,16,2,0,0,0,0,0,0,0,0,0,0,0,0,0,0,0,0,0,0,0]
[null,16,3,0,0,0,0,0,0,0,0,0,0,0,0,0,0,0,0,0,0,0]
[null,16,4,0,0,0,0,0,0,0,0,0,0,0,0,0,0,0,0,0,0,0]
[null,16,5,0,0,0,0,0,0,0,0,0,0,0,0,0,0,0,0,0,0,0]
[null,16,6,0,0,0,0,0,0,0,0,0,0,0,0,0,0,0,0,0,0,0]
[null,16,7,0,0,0,0,0,0,0,0,0,0,0,0,0,0,0,0,0,0,0]
[null,16,8,0,0,0,0,0,0,0,0,0,0,0,0,0,0,0,0,0,0,0]
[null,16,9,0,0,0,0,0,0,0,0,0,0,0,0,0,0,0,0,0,0,0]
[null,16,10,0,0,0,0,0,0,0,0,0,0,0,0,0,0,0,0,0,0,0]
[null,16,11,0,0,0,0,0,0,0,0,0,0,0,0,0,0,0,0,0,0,0]
[null,16,12,0,0,0,0,0,0,0,0,0,0,0,0,0,0,0,0,0,0,0]
[null,16,13,0,0,0,0,0,0,0,0,0,0,0,0,0,0,0,0,0,0,0]
[null,16,14,0,0,0,0,0,0,0,0,0,0,0,0,0,0,0,0,0,0,0]
[null,16,15,0,0,0,0,0,0,0,0,0,0,0,0,0,0,0,0,0,0,0]
[null,16,16,0,0,0,0,0,0,0,0,0,0,0,0,0,0,0,0,0,0,0]
[null,16,17,0,0,0,0,0,0,0,0,0,0,0,0,0,0,0,0,0,0,0]
[null,16,18,0,0,0,0,0,0,0,0,0,0,0,0,0,0,0,0,0,0,0]
[null,16,19,0,0,0,0,0,0,0,0,0,0,0,0,0,0,0,0,0,0,0]
[null,16,20,0,0,0,0,0,0,0,0,0,0,0,0,0,0,0,0,0,0,0]
[null,16,21,0,0,0,0,0,0,0,0,0,0,0,0,0,0,0,0,0,0,0]
[null,16,22,0,0,0,0,0,0,0,0,0,0,0,0,0,0,0,0,0,0,0]
[null,16,23,0,0,0,0,0,0,0,0,0,0,0,0,0,0,0,0,0,0,0]
[null,16,24,0,0,0,0,0,0,0,0,0,0,0,0,0,0,0,0,0,0,0]
[null,16,25,0,0,0,0,0,0,0,0,0,0,0,0,0,0,0,0,0,0,0]
[null,16,26,0,0,0,0,0,0,0,0,0,0,0,0,0,0,0,0,0,0,0]
[null,16,27,0,0,0,0,0,0,0,0,0,0,0,0,0,0,0,0,0,0,0]
[null,16,28,0,0,0,0,0,0,0,0,0,0,0,0,0,0,0,0,0,0,0]
[null,16,29,0,0,0,0,0,0,0,0,0,0,0,0,0,0,0,0,0,0,0]
[null,16,30,0,0,0,0,0,0,0,0,0,0,0,0,0,0,0,0,0,0,0]
[null,16,31,0,0,0,0,0,0,0,0,0,0,0,0,0,0,0,0,0,0,0]
[null,16,32,0,0,0,0,0,0,0,0,0,0,0,0,0,0,0,0,0,0,0]
[null,16,33,0,0,0,0,0,0,0,0,0,0,0,0,0,0,0,0,0,0,0]
[null,16,34,0,0,0,0,0,0,0,0,0,0,0,0,0,0,0,0,0,0,0]
[null,16,35,0,0,0,0,0,0,0,0,0,0,0,0,0,0,0,0,0,0,0]
[null,16,36,0,0,0,0,0,0,0,0,0,0,0,0,0,0,0,0,0,0,0]
[null,16,37,0,0,0,0,0,0,0,0,0,0,0,0,0,0,0,0,0,0,0]
[null,16,38,0,0,0,0,0,0,0,0,0,0,0,0,0,0,0,0,0,0,0]
[null,16,39,0,0,0,0,0,0,0,0,0,0,0,0,0,0,0,0,0,0,0]
[null,16,40,0,0,0,0,0,0,0,0,0,0,0,0,0,0,0,0,0,0,0]
[null,16,41,0,0,0,0,0,0,0,0,0,0,0,0,0,0,0,0,0,0,0]
[null,16,42,0,0,0,0,0,0,0,0,0,0,0,0,0,0,0,0,0,0,0]
[null,16,43,0,0,0,0,0,0,0,0,0,0,0,0,0,0,0,0,0,0,0]
[null,16,44,0,0,0,0,0,0,0,0,0,0,0,0,0,0,0,0,0,0,0]
[null,16,45,0,0,0,0,0,0,0,0,0,0,0,0,0,0,0,0,0,0,0]
[null,16,46,0,0,0,0,0,0,0,0,0,0,0,0,0,0,0,0,0,0,0]
[null,16,47,0,0,0,0,0,0,0,0,0,0,0,0,0,0,0,0,0,0,0]
[null,16,48,0,0,0,0,0,0,0,0,0,0,0,0,0,0,0,0,0,0,0]
[null,16,49,0,0,0,0,0,0,0,0,0,0,0,0,0,0,0,0,0,0,0]
[null,16,50,0,0,0,0,0,0,0,0,0,0,0,0,0,0,0,0,0,0,0]
[null,16,"Total",null,null,null,null,null,null,null,null,null,null,0,null,null,0,0,null,null,0,0]
[null,17,1,0,0,0,0,0,0,0,0,0,0,0,0,0,0,0,0,0,0,0]
[null,17,2,0,0,0,0,0,0,0,0,0,0,0,0,0,0,0,0,0,0,0]
[null,17,3,0,0,0,0,0,0,0,0,0,0,0,0,0,0,0,0,0,0,0]
[null,17,4,0,0,0,0,0,0,0,0,0,0,0,0,0,0,0,0,0,0,0]
[null,17,5,0,0,0,0,0,0,0,0,0,0,0,0,0,0,0,0,0,0,0]
[null,17,6,0,0,0,0,0,0,0,0,0,0,0,0,0,0,0,0,0,0,0]
[null,17,7,0,0,0,0,0,0,0,0,0,0,0,0,0,0,0,0,0,0,0]
[null,17,8,0,0,0,0,0,0,0,0,0,0,0,0,0,0,0,0,0,0,0]
[null,17,9,0,0,0,0,0,0,0,0,0,0,0,0,0,0,0,0,0,0,0]
[null,17,10,0,0,0,0,0,0,0,0,0,0,0,0,0,0,0,0,0,0,0]
[null,17,11,0,0,0,0,0,0,0,0,0,0,0,0,0,0,0,0,0,0,0]
[null,17,12,0,0,0,0,0,0,0,0,0,0,0,0,0,0,0,0,0,0,0]
[null,17,13,0,0,0,0,0,0,0,0,0,0,0,0,0,0,0,0,0,0,0]
[null,17,14,0,0,0,0,0,0,0,0,0,0,0,0,0,0,0,0,0,0,0]
[null,17,15,0,0,0,0,0,0,0,0,0,0,0,0,0,0,0,0,0,0,0]
[null,17,16,0,0,0,0,0,0,0,0,0,0,0,0,0,0,0,0,0,0,0]
[null,17,17,0,0,0,0,0,0,0,0,0,0,0,0,0,0,0,0,0,0,0]
[null,17,18,0,0,0,0,0,0,0,0,0,0,0,0,0,0,0,0,0,0,0]
[null,17,19,0,0,0,0,0,0,0,0,0,0,0,0,0,0,0,0,0,0,0]
[null,17,20,0,0,0,0,0,0,0,0,0,0,0,0,0,0,0,0,0,0,0]
[null,17,21,0,0,0,0,0,0,0,0,0,0,0,0,0,0,0,0,0,0,0]
[null,17,22,0,0,0,0,0,0,0,0,0,0,0,0,0,0,0,0,0,0,0]
[null,17,23,0,0,0,0,0,0,0,0,0,0,0,0,0,0,0,0,0,0,0]
[null,17,24,0,0,0,0,0,0,0,0,0,0,0,0,0,0,0,0,0,0,0]
[null,17,25,0,0,0,0,0,0,0,0,0,0,0,0,0,0,0,0,0,0,0]
[null,17,26,0,0,0,0,0,0,0,0,0,0,0,0,0,0,0,0,0,0,0]
[null,17,27,0,0,0,0,0,0,0,0,0,0,0,0,0,0,0,0,0,0,0]
[null,17,28,0,0,0,0,0,0,0,0,0,0,0,0,0,0,0,0,0,0,0]
[null,17,29,0,0,0,0,0,0,0,0,0,0,0,0,0,0,0,0,0,0,0]
[null,17,30,0,0,0,0,0,0,0,0,0,0,0,0,0,0,0,0,0,0,0]
[null,17,31,0,0,0,0,0,0,0,0,0,0,0,0,0,0,0,0,0,0,0]
[null,17,32,0,0,0,0,0,0,0,0,0,0,0,0,0,0,0,0,0,0,0]
[null,17,33,0,0,0,0,0,0,0,0,0,0,0,0,0,0,0,0,0,0,0]
[null,17,34,0,0,0,0,0,0,0,0,0,0,0,0,0,0,0,0,0,0,0]
[null,17,35,0,0,0,0,0,0,0,0,0,0,0,0,0,0,0,0,0,0,0]
[null,17,36,0,0,0,0,0,0,0,0,0,0,0,0,0,0,0,0,0,0,0]
[null,17,37,0,0,0,0,0,0,0,0,0,0,0,0,0,0,0,0,0,0,0]
[null,17,38,0,0,0,0,0,0,0,0,0,0,0,0,0,0,0,0,0,0,0]
[null,17,39,0,0,0,0,0,0,0,0,0,0,0,0,0,0,0,0,0,0,0]
[null,17,40,0,0,0,0,0,0,0,0,0,0,0,0,0,0,0,0,0,0,0]
[null,17,41,0,0,0,0,0,0,0,0,0,0,0,0,0,0,0,0,0,0,0]
[null,17,42,0,0,0,0,0,0,0,0,0,0,0,0,0,0,0,0,0,0,0]
[null,17,43,0,0,0,0,0,0,0,0,0,0,0,0,0,0,0,0,0,0,0]
[null,17,44,0,0,0,0,0,0,0,0,0,0,0,0,0,0,0,0,0,0,0]
[null,17,45,0,0,0,0,0,0,0,0,0,0,0,0,0,0,0,0,0,0,0]
[null,17,46,0,0,0,0,0,0,0,0,0,0,0,0,0,0,0,0,0,0,0]
[null,17,47,0,0,0,0,0,0,0,0,0,0,0,0,0,0,0,0,0,0,0]
[null,17,48,0,0,0,0,0,0,0,0,0,0,0,0,0,0,0,0,0,0,0]
[null,17,49,0,0,0,0,0,0,0,0,0,0,0,0,0,0,0,0,0,0,0]
[null,17,50,0,0,0,0,0,0,0,0,0,0,0,0,0,0,0,0,0,0,0]
[null,17,"Total",null,null,null,null,null,null,null,null,null,null,0,null,null,0,0,null,null,0,0]
[null,18,1,0,0,0,0,0,0,0,0,0,0,0,0,0,0,0,0,0,0,0]
[null,18,2,0,0,0,0,0,0,0,0,0,0,0,0,0,0,0,0,0,0,0]
[null,18,3,0,0,0,0,0,0,0,0,0,0,0,0,0,0,0,0,0,0,0]
[null,18,4,0,0,0,0,0,0,0,0,0,0,0,0,0,0,0,0,0,0,0]
[null,18,5,0,0,0,0,0,0,0,0,0,0,0,0,0,0,0,0,0,0,0]
[null,18,6,0,0,0,0,0,0,0,0,0,0,0,0,0,0,0,0,0,0,0]
[null,18,7,0,0,0,0,0,0,0,0,0,0,0,0,0,0,0,0,0,0,0]
[null,18,8,0,0,0,0,0,0,0,0,0,0,0,0,0,0,0,0,0,0,0]
[null,18,9,0,0,0,0,0,0,0,0,0,0,0,0,0,0,0,0,0,0,0]
[null,18,10,0,0,0,0,0,0,0,0,0,0,0,0,0,0,0,0,0,0,0]
[null,18,11,0,0,0,0,0,0,0,0,0,0,0,0,0,0,0,0,0,0,0]
[null,18,12,0,0,0,0,0,0,0,0,0,0,0,0,0,0,0,0,0,0,0]
[null,18,13,0,0,0,0,0,0,0,0,0,0,0,0,0,0,0,0,0,0,0]
[null,18,14,0,0,0,0,0,0,0,0,0,0,0,0,0,0,0,0,0,0,0]
[null,18,15,0,0,0,0,0,0,0,0,0,0,0,0,0,0,0,0,0,0,0]
[null,18,16,0,0,0,0,0,0,0,0,0,0,0,0,0,0,0,0,0,0,0]
[null,18,17,0,0,0,0,0,0,0,0,0,0,0,0,0,0,0,0,0,0,0]
[null,18,18,0,0,0,0,0,0,0,0,0,0,0,0,0,0,0,0,0,0,0]
[null,18,19,0,0,0,0,0,0,0,0,0,0,0,0,0,0,0,0,0,0,0]
[null,18,20,0,0,0,0,0,0,0,0,0,0,0,0,0,0,0,0,0,0,0]
[null,18,21,0,0,0,0,0,0,0,0,0,0,0,0,0,0,0,0,0,0,0]
[null,18,22,0,0,0,0,0,0,0,0,0,0,0,0,0,0,0,0,0,0,0]
[null,18,23,0,0,0,0,0,0,0,0,0,0,0,0,0,0,0,0,0,0,0]
[null,18,24,0,0,0,0,0,0,0,0,0,0,0,0,0,0,0,0,0,0,0]
[null,18,25,0,0,0,0,0,0,0,0,0,0,0,0,0,0,0,0,0,0,0]
[null,18,26,0,0,0,0,0,0,0,0,0,0,0,0,0,0,0,0,0,0,0]
[null,18,27,0,0,0,0,0,0,0,0,0,0,0,0,0,0,0,0,0,0,0]
[null,18,28,0,0,0,0,0,0,0,0,0,0,0,0,0,0,0,0,0,0,0]
[null,18,29,0,0,0,0,0,0,0,0,0,0,0,0,0,0,0,0,0,0,0]
[null,18,30,0,0,0,0,0,0,0,0,0,0,0,0,0,0,0,0,0,0,0]
[null,18,31,0,0,0,0,0,0,0,0,0,0,0,0,0,0,0,0,0,0,0]
[null,18,32,0,0,0,0,0,0,0,0,0,0,0,0,0,0,0,0,0,0,0]
[null,18,33,0,0,0,0,0,0,0,0,0,0,0,0,0,0,0,0,0,0,0]
[null,18,34,0,0,0,0,0,0,0,0,0,0,0,0,0,0,0,0,0,0,0]
[null,18,35,0,0,0,0,0,0,0,0,0,0,0,0,0,0,0,0,0,0,0]
[null,18,36,0,0,0,0,0,0,0,0,0,0,0,0,0,0,0,0,0,0,0]
[null,18,37,0,0,0,0,0,0,0,0,0,0,0,0,0,0,0,0,0,0,0]
[null,18,38,0,0,0,0,0,0,0,0,0,0,0,0,0,0,0,0,0,0,0]
[null,18,39,0,0,0,0,0,0,0,0,0,0,0,0,0,0,0,0,0,0,0]
[null,18,40,0,0,0,0,0,0,0,0,0,0,0,0,0,0,0,0,0,0,0]
[null,18,41,0,0,0,0,0,0,0,0,0,0,0,0,0,0,0,0,0,0,0]
[null,18,42,0,0,0,0,0,0,0,0,0,0,0,0,0,0,0,0,0,0,0]
[null,18,43,0,0,0,0,0,0,0,0,0,0,0,0,0,0,0,0,0,0,0]
[null,18,44,0,0,0,0,0,0,0,0,0,0,0,0,0,0,0,0,0,0,0]
[null,18,45,0,0,0,0,0,0,0,0,0,0,0,0,0,0,0,0,0,0,0]
[null,18,46,0,0,0,0,0,0,0,0,0,0,0,0,0,0,0,0,0,0,0]
[null,18,47,0,0,0,0,0,0,0,0,0,0,0,0,0,0,0,0,0,0,0]
[null,18,48,0,0,0,0,0,0,0,0,0,0,0,0,0,0,0,0,0,0,0]
[null,18,49,0,0,0,0,0,0,0,0,0,0,0,0,0,0,0,0,0,0,0]
[null,18,50,0,0,0,0,0,0,0,0,0,0,0,0,0,0,0,0,0,0,0]
[null,18,"Total",null,null,null,null,null,null,null,null,null,null,0,null,null,0,0,null,null,0,0]
[null,19,1,0,0,0,0,0,0,0,0,0,0,0,0,0,0,0,0,0,0,0]
[null,19,2,0,0,0,0,0,0,0,0,0,0,0,0,0,0,0,0,0,0,0]
[null,19,3,0,0,0,0,0,0,0,0,0,0,0,0,0,0,0,0,0,0,0]
[null,19,4,0,0,0,0,0,0,0,0,0,0,0,0,0,0,0,0,0,0,0]
[null,19,5,0,0,0,0,0,0,0,0,0,0,0,0,0,0,0,0,0,0,0]
[null,19,6,0,0,0,0,0,0,0,0,0,0,0,0,0,0,0,0,0,0,0]
[null,19,7,0,0,0,0,0,0,0,0,0,0,0,0,0,0,0,0,0,0,0]
[null,19,8,0,0,0,0,0,0,0,0,0,0,0,0,0,0,0,0,0,0,0]
[null,19,9,0,0,0,0,0,0,0,0,0,0,0,0,0,0,0,0,0,0,0]
[null,19,10,0,0,0,0,0,0,0,0,0,0,0,0,0,0,0,0,0,0,0]
[null,19,11,0,0,0,0,0,0,0,0,0,0,0,0,0,0,0,0,0,0,0]
[null,19,12,0,0,0,0,0,0,0,0,0,0,0,0,0,0,0,0,0,0,0]
[null,19,13,0,0,0,0,0,0,0,0,0,0,0,0,0,0,0,0,0,0,0]
[null,19,14,0,0,0,0,0,0,0,0,0,0,0,0,0,0,0,0,0,0,0]
[null,19,15,0,0,0,0,0,0,0,0,0,0,0,0,0,0,0,0,0,0,0]
[null,19,16,0,0,0,0,0,0,0,0,0,0,0,0,0,0,0,0,0,0,0]
[null,19,17,0,0,0,0,0,0,0,0,0,0,0,0,0,0,0,0,0,0,0]
[null,19,18,0,0,0,0,0,0,0,0,0,0,0,0,0,0,0,0,0,0,0]
[null,19,19,0,0,0,0,0,0,0,0,0,0,0,0,0,0,0,0,0,0,0]
[null,19,20,0,0,0,0,0,0,0,0,0,0,0,0,0,0,0,0,0,0,0]
[null,19,21,0,0,0,0,0,0,0,0,0,0,0,0,0,0,0,0,0,0,0]
[null,19,22,0,0,0,0,0,0,0,0,0,0,0,0,0,0,0,0,0,0,0]
[null,19,23,0,0,0,0,0,0,0,0,0,0,0,0,0,0,0,0,0,0,0]
[null,19,24,0,0,0,0,0,0,0,0,0,0,0,0,0,0,0,0,0,0,0]
[null,19,25,0,0,0,0,0,0,0,0,0,0,0,0,0,0,0,0,0,0,0]
[null,19,26,0,0,0,0,0,0,0,0,0,0,0,0,0,0,0,0,0,0,0]
[null,19,27,0,0,0,0,0,0,0,0,0,0,0,0,0,0,0,0,0,0,0]
[null,19,28,0,0,0,0,0,0,0,0,0,0,0,0,0,0,0,0,0,0,0]
[null,19,29,0,0,0,0,0,0,0,0,0,0,0,0,0,0,0,0,0,0,0]
[null,19,30,0,0,0,0,0,0,0,0,0,0,0,0,0,0,0,0,0,0,0]
[null,19,31,0,0,0,0,0,0,0,0,0,0,0,0,0,0,0,0,0,0,0]
[null,19,32,0,0,0,0,0,0,0,0,0,0,0,0,0,0,0,0,0,0,0]
[null,19,33,0,0,0,0,0,0,0,0,0,0,0,0,0,0,0,0,0,0,0]
[null,19,34,0,0,0,0,0,0,0,0,0,0,0,0,0,0,0,0,0,0,0]
[null,19,35,0,0,0,0,0,0,0,0,0,0,0,0,0,0,0,0,0,0,0]
[null,19,36,0,0,0,0,0,0,0,0,0,0,0,0,0,0,0,0,0,0,0]
[null,19,37,0,0,0,0,0,0,0,0,0,0,0,0,0,0,0,0,0,0,0]
[null,19,38,0,0,0,0,0,0,0,0,0,0,0,0,0,0,0,0,0,0,0]
[null,19,39,0,0,0,0,0,0,0,0,0,0,0,0,0,0,0,0,0,0,0]
[null,19,40,0,0,0,0,0,0,0,0,0,0,0,0,0,0,0,0,0,0,0]
[null,19,41,0,0,0,0,0,0,0,0,0,0,0,0,0,0,0,0,0,0,0]
[null,19,42,0,0,0,0,0,0,0,0,0,0,0,0,0,0,0,0,0,0,0]
[null,19,43,0,0,0,0,0,0,0,0,0,0,0,0,0,0,0,0,0,0,0]
[null,19,44,0,0,0,0,0,0,0,0,0,0,0,0,0,0,0,0,0,0,0]
[null,19,45,0,0,0,0,0,0,0,0,0,0,0,0,0,0,0,0,0,0,0]
[null,19,46,0,0,0,0,0,0,0,0,0,0,0,0,0,0,0,0,0,0,0]
[null,19,47,0,0,0,0,0,0,0,0,0,0,0,0,0,0,0,0,0,0,0]
[null,19,48,0,0,0,0,0,0,0,0,0,0,0,0,0,0,0,0,0,0,0]
[null,19,49,0,0,0,0,0,0,0,0,0,0,0,0,0,0,0,0,0,0,0]
[null,19,50,0,0,0,0,0,0,0,0,0,0,0,0,0,0,0,0,0,0,0]
[null,19,"Total",null,null,null,null,null,null,null,null,null,null,0,null,null,0,0,null,null,0,0]

{"sheet":"Results -->","index":14,"n_rows":4,"n_cols":3,"rows_kept":4,"cut":false,"hidden":false,"merged":[]}
[]
[]
[null,null,{"$f":"MID(CELL(\"filename\",A1),FIND(\"]\",CELL(\"filename\",A1))+1,LEN(CELL(\"filename\",A1))-FIND(\"]\",CELL(\"filename\",A1)))","v":"Results -->"}]
[null,null,"Notes:"]

{"sheet":"Single scenario","index":15,"n_rows":59,"n_cols":22,"rows_kept":59,"cut":false,"hidden":false,"merged":[]}
[null,null,{"$f":"MID(CELL(\"filename\",B1),FIND(\"]\",CELL(\"filename\",B1))+1,LEN(CELL(\"filename\",B1))-FIND(\"]\",CELL(\"filename\",B1)))","v":"Single scenario"}]
[null,null,"Notes:"]
[null,null,"This sheet summarises the results of a single scenario and lists for each round the most valuable interconnection and provides summary information on the total benefits available."]
[null,null,"To ensure you are looking at a accurate result you should always run the single scenario results macro before looking at this tab."]
[]
[null,null,"Scenario",{"$f":"INDEX(lst_scenarios,1,'Control Panel'!B11)","v":"Base case"}]
[]
[null,"Scenario number","Interconnection number","Import zone ID","Import zone name","Import zone baseline balance 2039/40 (Ml/d)","Import zone incremental AISC (p/m3)","Export zone ID","Export zone name","Export zone baseline balance 2039/40 (Ml/d)","Export zone total water for export","Export zone incremental AISC (p/m3)","Interconnector length (km)","Interconnection volume (Ml/d)","Interconnector cost (p/m3)","Resource cost differential (p/m3)","Cost savings over lifetime (£m)","% of value","Trade ID","Inter / Intra company","Value of inter company interconnections (£m)","Value of intra company interconnections (£m)"]
[null,{"$f":"'Control Panel'!$B$11","v":1},1,{"$f":"SUMIFS('All interconnections'!$C$7:$C$4022,'All interconnections'!$A$7:$A$4022,$C9,'All interconnections'!$AA$7:$AA$4022,1)","v":0},{"$f":"IF($D9=0,,INDEX(lst_WRZ_sorted,$D9,1))","v":0},{"$f":"SUMIFS('All interconnections'!$E$7:$E$4022,'All interconnections'!$A$7:$A$4022,$C9,'All interconnections'!$AA$7:$AA$4022,1)","v":0},{"$f":"SUMIFS('All interconnections'!$F$7:$F$4022,'All interconnections'!$A$7:$A$4022,$C9,'All interconnections'!$AA$7:$AA$4022,1)","v":0},{"$f":"SUMIFS('All interconnections'!$I$7:$I$4022,'All interconnections'!$A$7:$A$4022,$C9,'All interconnections'!$AA$7:$AA$4022,1)","v":0},{"$f":"IF($H9=0,,INDEX(lst_WRZ_sorted,$H9,1))","v":0},{"$f":"SUMIFS('All interconnections'!$K$7:$K$4022,'All interconnections'!$A$7:$A$4022,$C9,'All interconnections'!$AA$7:$AA$4022,1)","v":0},{"$f":"SUMIFS('All interconnections'!$N$7:$N$4022,'All interconnections'!$A$7:$A$4022,$C9,'All interconnections'!$AA$7:$AA$4022,1)","v":0},{"$f":"SUMIFS('All interconnections'!$Q$7:$Q$4022,'All interconnections'!$A$7:$A$4022,$C9,'All interconnections'!$AA$7:$AA$4022,1)","v":0},{"$f":"SUMIFS('All interconnections'!$T$7:$T$4022,'All interconnections'!$A$7:$A$4022,$C9,'All interconnections'!$AA$7:$AA$4022,1)","v":0},{"$f":"SUMIFS('All interconnections'!$U$7:$U$4022,'All interconnections'!$A$7:$A$4022,$C9,'All interconnections'!$AA$7:$AA$4022,1)","v":0},{"$f":"SUMIFS('All interconnections'!$W$7:$W$4022,'All interconnections'!$A$7:$A$4022,$C9,'All interconnections'!$AA$7:$AA$4022,1)","v":0},{"$f":"SUMIFS('All interconnections'!$X$7:$X$4022,'All interconnections'!$A$7:$A$4022,$C9,'All interconnections'!$AA$7:$AA$4022,1)","v":0},{"$f":"SUMIFS('All interconnections'!$Z$7:$Z$4022,'All interconnections'!$A$7:$A$4022,$C9,'All interconnections'!$AA$7:$AA$4022,1)","v":0},{"$f":"IFERROR(Q9/$Q$59,)","v":0},{"$f":"IF(Q9=0,,I9&\" to \"&E9)","v":0},{"$f":"IF(H9=0,,IF(LEFT(I9,3)=LEFT(E9,3),\"INTRA\",\"INTER\"))","v":0},{"$f":"IF(T9=\"INTER\",Q9,)","v":0},{"$f":"IF(U9=0,Q9,)","v":0}]
[null,{"$f":"B9","v":1},{"$f":"C9+1","v":2},{"$f":"SUMIFS('All interconnections'!$C$7:$C$4022,'All interconnections'!$A$7:$A$4022,$C10,'All interconnections'!$AA$7:$AA$4022,1)","v":0},0,{"$f":"SUMIFS('All interconnections'!$E$7:$E$4022,'All interconnections'!$A$7:$A$4022,$C10,'All interconnections'!$AA$7:$AA$4022,1)","v":0},{"$f":"SUMIFS('All interconnections'!$F$7:$F$4022,'All interconnections'!$A$7:$A$4022,$C10,'All interconnections'!$AA$7:$AA$4022,1)","v":0},{"$f":"SUMIFS('All interconnections'!$I$7:$I$4022,'All interconnections'!$A$7:$A$4022,$C10,'All interconnections'!$AA$7:$AA$4022,1)","v":0},0,{"$f":"SUMIFS('All interconnections'!$K$7:$K$4022,'All interconnections'!$A$7:$A$4022,$C10,'All interconnections'!$AA$7:$AA$4022,1)","v":0},{"$f":"SUMIFS('All interconnections'!$N$7:$N$4022,'All interconnections'!$A$7:$A$4022,$C10,'All interconnections'!$AA$7:$AA$4022,1)","v":0},{"$f":"SUMIFS('All interconnections'!$Q$7:$Q$4022,'All interconnections'!$A$7:$A$4022,$C10,'All interconnections'!$AA$7:$AA$4022,1)","v":0},{"$f":"SUMIFS('All interconnections'!$T$7:$T$4022,'All interconnections'!$A$7:$A$4022,$C10,'All interconnections'!$AA$7:$AA$4022,1)","v":0},{"$f":"SUMIFS('All interconnections'!$U$7:$U$4022,'All interconnections'!$A$7:$A$4022,$C10,'All interconnections'!$AA$7:$AA$4022,1)","v":0},{"$f":"SUMIFS('All interconnections'!$W$7:$W$4022,'All interconnections'!$A$7:$A$4022,$C10,'All interconnections'!$AA$7:$AA$4022,1)","v":0},{"$f":"SUMIFS('All interconnections'!$X$7:$X$4022,'All interconnections'!$A$7:$A$4022,$C10,'All interconnections'!$AA$7:$AA$4022,1)","v":0},{"$f":"SUMIFS('All interconnections'!$Z$7:$Z$4022,'All interconnections'!$A$7:$A$4022,$C10,'All interconnections'!$AA$7:$AA$4022,1)","v":0},0,0,0,0,0]
[null,{"$f":"B10","v":1},{"$f":"C10+1","v":3},{"$f":"SUMIFS('All interconnections'!$C$7:$C$4022,'All interconnections'!$A$7:$A$4022,$C11,'All interconnections'!$AA$7:$AA$4022,1)","v":0},0,{"$f":"SUMIFS('All interconnections'!$E$7:$E$4022,'All interconnections'!$A$7:$A$4022,$C11,'All interconnections'!$AA$7:$AA$4022,1)","v":0},{"$f":"SUMIFS('All interconnections'!$F$7:$F$4022,'All interconnections'!$A$7:$A$4022,$C11,'All interconnections'!$AA$7:$AA$4022,1)","v":0},{"$f":"SUMIFS('All interconnections'!$I$7:$I$4022,'All interconnections'!$A$7:$A$4022,$C11,'All interconnections'!$AA$7:$AA$4022,1)","v":0},0,{"$f":"SUMIFS('All interconnections'!$K$7:$K$4022,'All interconnections'!$A$7:$A$4022,$C11,'All interconnections'!$AA$7:$AA$4022,1)","v":0},{"$f":"SUMIFS('All interconnections'!$N$7:$N$4022,'All interconnections'!$A$7:$A$4022,$C11,'All interconnections'!$AA$7:$AA$4022,1)","v":0},{"$f":"SUMIFS('All interconnections'!$Q$7:$Q$4022,'All interconnections'!$A$7:$A$4022,$C11,'All interconnections'!$AA$7:$AA$4022,1)","v":0},{"$f":"SUMIFS('All interconnections'!$T$7:$T$4022,'All interconnections'!$A$7:$A$4022,$C11,'All interconnections'!$AA$7:$AA$4022,1)","v":0},{"$f":"SUMIFS('All interconnections'!$U$7:$U$4022,'All interconnections'!$A$7:$A$4022,$C11,'All interconnections'!$AA$7:$AA$4022,1)","v":0},{"$f":"SUMIFS('All interconnections'!$W$7:$W$4022,'All interconnections'!$A$7:$A$4022,$C11,'All interconnections'!$AA$7:$AA$4022,1)","v":0},{"$f":"SUMIFS('All interconnections'!$X$7:$X$4022,'All interconnections'!$A$7:$A$4022,$C11,'All interconnections'!$AA$7:$AA$4022,1)","v":0},{"$f":"SUMIFS('All interconnections'!$Z$7:$Z$4022,'All interconnections'!$A$7:$A$4022,$C11,'All interconnections'!$AA$7:$AA$4022,1)","v":0},0,0,0,0,0]
[null,1,4,{"$f":"SUMIFS('All interconnections'!$C$7:$C$4022,'All interconnections'!$A$7:$A$4022,$C12,'All interconnections'!$AA$7:$AA$4022,1)","v":0},{"$f":"IF($D12=0,,INDEX(lst_WRZ_sorted,$D12,1))","v":0},{"$f":"SUMIFS('All interconnections'!$E$7:$E$4022,'All interconnections'!$A$7:$A$4022,$C12,'All interconnections'!$AA$7:$AA$4022,1)","v":0},{"$f":"SUMIFS('All interconnections'!$F$7:$F$4022,'All interconnections'!$A$7:$A$4022,$C12,'All interconnections'!$AA$7:$AA$4022,1)","v":0},{"$f":"SUMIFS('All interconnections'!$I$7:$I$4022,'All interconnections'!$A$7:$A$4022,$C12,'All interconnections'!$AA$7:$AA$4022,1)","v":0},0,{"$f":"SUMIFS('All interconnections'!$K$7:$K$4022,'All interconnections'!$A$7:$A$4022,$C12,'All interconnections'!$AA$7:$AA$4022,1)","v":0},{"$f":"SUMIFS('All interconnections'!$N$7:$N$4022,'All interconnections'!$A$7:$A$4022,$C12,'All interconnections'!$AA$7:$AA$4022,1)","v":0},{"$f":"SUMIFS('All interconnections'!$Q$7:$Q$4022,'All interconnections'!$A$7:$A$4022,$C12,'All interconnections'!$AA$7:$AA$4022,1)","v":0},{"$f":"SUMIFS('All interconnections'!$T$7:$T$4022,'All interconnections'!$A$7:$A$4022,$C12,'All interconnections'!$AA$7:$AA$4022,1)","v":0},{"$f":"SUMIFS('All interconnections'!$U$7:$U$4022,'All interconnections'!$A$7:$A$4022,$C12,'All interconnections'!$AA$7:$AA$4022,1)","v":0},{"$f":"SUMIFS('All interconnections'!$W$7:$W$4022,'All interconnections'!$A$7:$A$4022,$C12,'All interconnections'!$AA$7:$AA$4022,1)","v":0},{"$f":"SUMIFS('All interconnections'!$X$7:$X$4022,'All interconnections'!$A$7:$A$4022,$C12,'All interconnections'!$AA$7:$AA$4022,1)","v":0},{"$f":"SUMIFS('All interconnections'!$Z$7:$Z$4022,'All interconnections'!$A$7:$A$4022,$C12,'All interconnections'!$AA$7:$AA$4022,1)","v":0},0,0,0,0,0]
[null,1,5,{"$f":"SUMIFS('All interconnections'!$C$7:$C$4022,'All interconnections'!$A$7:$A$4022,$C13,'All interconnections'!$AA$7:$AA$4022,1)","v":0},0,{"$f":"SUMIFS('All interconnections'!$E$7:$E$4022,'All interconnections'!$A$7:$A$4022,$C13,'All interconnections'!$AA$7:$AA$4022,1)","v":0},{"$f":"SUMIFS('All interconnections'!$F$7:$F$4022,'All interconnections'!$A$7:$A$4022,$C13,'All interconnections'!$AA$7:$AA$4022,1)","v":0},{"$f":"SUMIFS('All interconnections'!$I$7:$I$4022,'All interconnections'!$A$7:$A$4022,$C13,'All interconnections'!$AA$7:$AA$4022,1)","v":0},0,{"$f":"SUMIFS('All interconnections'!$K$7:$K$4022,'All interconnections'!$A$7:$A$4022,$C13,'All interconnections'!$AA$7:$AA$4022,1)","v":0},{"$f":"SUMIFS('All interconnections'!$N$7:$N$4022,'All interconnections'!$A$7:$A$4022,$C13,'All interconnections'!$AA$7:$AA$4022,1)","v":0},{"$f":"SUMIFS('All interconnections'!$Q$7:$Q$4022,'All interconnections'!$A$7:$A$4022,$C13,'All interconnections'!$AA$7:$AA$4022,1)","v":0},{"$f":"SUMIFS('All interconnections'!$T$7:$T$4022,'All interconnections'!$A$7:$A$4022,$C13,'All interconnections'!$AA$7:$AA$4022,1)","v":0},{"$f":"SUMIFS('All interconnections'!$U$7:$U$4022,'All interconnections'!$A$7:$A$4022,$C13,'All interconnections'!$AA$7:$AA$4022,1)","v":0},{"$f":"SUMIFS('All interconnections'!$W$7:$W$4022,'All interconnections'!$A$7:$A$4022,$C13,'All interconnections'!$AA$7:$AA$4022,1)","v":0},{"$f":"SUMIFS('All interconnections'!$X$7:$X$4022,'All interconnections'!$A$7:$A$4022,$C13,'All interconnections'!$AA$7:$AA$4022,1)","v":0},{"$f":"SUMIFS('All interconnections'!$Z$7:$Z$4022,'All interconnections'!$A$7:$A$4022,$C13,'All interconnections'!$AA$7:$AA$4022,1)","v":0},0,0,0,0,0]
[null,1,6,{"$f":"SUMIFS('All interconnections'!$C$7:$C$4022,'All interconnections'!$A$7:$A$4022,$C14,'All interconnections'!$AA$7:$AA$4022,1)","v":0},0,{"$f":"SUMIFS('All interconnections'!$E$7:$E$4022,'All interconnections'!$A$7:$A$4022,$C14,'All interconnections'!$AA$7:$AA$4022,1)","v":0},{"$f":"SUMIFS('All interconnections'!$F$7:$F$4022,'All interconnections'!$A$7:$A$4022,$C14,'All interconnections'!$AA$7:$AA$4022,1)","v":0},{"$f":"SUMIFS('All interconnections'!$I$7:$I$4022,'All interconnections'!$A$7:$A$4022,$C14,'All interconnections'!$AA$7:$AA$4022,1)","v":0},0,{"$f":"SUMIFS('All interconnections'!$K$7:$K$4022,'All interconnections'!$A$7:$A$4022,$C14,'All interconnections'!$AA$7:$AA$4022,1)","v":0},{"$f":"SUMIFS('All interconnections'!$N$7:$N$4022,'All interconnections'!$A$7:$A$4022,$C14,'All interconnections'!$AA$7:$AA$4022,1)","v":0},{"$f":"SUMIFS('All interconnections'!$Q$7:$Q$4022,'All interconnections'!$A$7:$A$4022,$C14,'All interconnections'!$AA$7:$AA$4022,1)","v":0},{"$f":"SUMIFS('All interconnections'!$T$7:$T$4022,'All interconnections'!$A$7:$A$4022,$C14,'All interconnections'!$AA$7:$AA$4022,1)","v":0},{"$f":"SUMIFS('All interconnections'!$U$7:$U$4022,'All interconnections'!$A$7:$A$4022,$C14,'All interconnections'!$AA$7:$AA$4022,1)","v":0},{"$f":"SUMIFS('All interconnections'!$W$7:$W$4022,'All interconnections'!$A$7:$A$4022,$C14,'All interconnections'!$AA$7:$AA$4022,1)","v":0},{"$f":"SUMIFS('All interconnections'!$X$7:$X$4022,'All interconnections'!$A$7:$A$4022,$C14,'All interconnections'!$AA$7:$AA$4022,1)","v":0},{"$f":"SUMIFS('All interconnections'!$Z$7:$Z$4022,'All interconnections'!$A$7:$A$4022,$C14,'All interconnections'!$AA$7:$AA$4022,1)","v":0},0,0,0,0,0]
[null,1,7,{"$f":"SUMIFS('All interconnections'!$C$7:$C$4022,'All interconnections'!$A$7:$A$4022,$C15,'All interconnections'!$AA$7:$AA$4022,1)","v":0},0,{"$f":"SUMIFS('All interconnections'!$E$7:$E$4022,'All interconnections'!$A$7:$A$4022,$C15,'All interconnections'!$AA$7:$AA$4022,1)","v":0},{"$f":"SUMIFS('All interconnections'!$F$7:$F$4022,'All interconnections'!$A$7:$A$4022,$C15,'All interconnections'!$AA$7:$AA$4022,1)","v":0},{"$f":"SUMIFS('All interconnections'!$I$7:$I$4022,'All interconnections'!$A$7:$A$4022,$C15,'All interconnections'!$AA$7:$AA$4022,1)","v":0},0,{"$f":"SUMIFS('All interconnections'!$K$7:$K$4022,'All interconnections'!$A$7:$A$4022,$C15,'All interconnections'!$AA$7:$AA$4022,1)","v":0},{"$f":"SUMIFS('All interconnections'!$N$7:$N$4022,'All interconnections'!$A$7:$A$4022,$C15,'All interconnections'!$AA$7:$AA$4022,1)","v":0},{"$f":"SUMIFS('All interconnections'!$Q$7:$Q$4022,'All interconnections'!$A$7:$A$4022,$C15,'All interconnections'!$AA$7:$AA$4022,1)","v":0},{"$f":"SUMIFS('All interconnections'!$T$7:$T$4022,'All interconnections'!$A$7:$A$4022,$C15,'All interconnections'!$AA$7:$AA$4022,1)","v":0},{"$f":"SUMIFS('All interconnections'!$U$7:$U$4022,'All interconnections'!$A$7:$A$4022,$C15,'All interconnections'!$AA$7:$AA$4022,1)","v":0},{"$f":"SUMIFS('All interconnections'!$W$7:$W$4022,'All interconnections'!$A$7:$A$4022,$C15,'All interconnections'!$AA$7:$AA$4022,1)","v":0},{"$f":"SUMIFS('All interconnections'!$X$7:$X$4022,'All interconnections'!$A$7:$A$4022,$C15,'All interconnections'!$AA$7:$AA$4022,1)","v":0},{"$f":"SUMIFS('All interconnections'!$Z$7:$Z$4022,'All interconnections'!$A$7:$A$4022,$C15,'All interconnections'!$AA$7:$AA$4022,1)","v":0},0,0,0,0,0]
[null,1,8,{"$f":"SUMIFS('All interconnections'!$C$7:$C$4022,'All interconnections'!$A$7:$A$4022,$C16,'All interconnections'!$AA$7:$AA$4022,1)","v":0},0,{"$f":"SUMIFS('All interconnections'!$E$7:$E$4022,'All interconnections'!$A$7:$A$4022,$C16,'All interconnections'!$AA$7:$AA$4022,1)","v":0},{"$f":"SUMIFS('All interconnections'!$F$7:$F$4022,'All interconnections'!$A$7:$A$4022,$C16,'All interconnections'!$AA$7:$AA$4022,1)","v":0},{"$f":"SUMIFS('All interconnections'!$I$7:$I$4022,'All interconnections'!$A$7:$A$4022,$C16,'All interconnections'!$AA$7:$AA$4022,1)","v":0},0,{"$f":"SUMIFS('All interconnections'!$K$7:$K$4022,'All interconnections'!$A$7:$A$4022,$C16,'All interconnections'!$AA$7:$AA$4022,1)","v":0},{"$f":"SUMIFS('All interconnections'!$N$7:$N$4022,'All interconnections'!$A$7:$A$4022,$C16,'All interconnections'!$AA$7:$AA$4022,1)","v":0},{"$f":"SUMIFS('All interconnections'!$Q$7:$Q$4022,'All interconnections'!$A$7:$A$4022,$C16,'All interconnections'!$AA$7:$AA$4022,1)","v":0},{"$f":"SUMIFS('All interconnections'!$T$7:$T$4022,'All interconnections'!$A$7:$A$4022,$C16,'All interconnections'!$AA$7:$AA$4022,1)","v":0},{"$f":"SUMIFS('All interconnections'!$U$7:$U$4022,'All interconnections'!$A$7:$A$4022,$C16,'All interconnections'!$AA$7:$AA$4022,1)","v":0},{"$f":"SUMIFS('All interconnections'!$W$7:$W$4022,'All interconnections'!$A$7:$A$4022,$C16,'All interconnections'!$AA$7:$AA$4022,1)","v":0},{"$f":"SUMIFS('All interconnections'!$X$7:$X$4022,'All interconnections'!$A$7:$A$4022,$C16,'All interconnections'!$AA$7:$AA$4022,1)","v":0},{"$f":"SUMIFS('All interconnections'!$Z$7:$Z$4022,'All interconnections'!$A$7:$A$4022,$C16,'All interconnections'!$AA$7:$AA$4022,1)","v":0},0,0,0,0,0]
[null,1,9,{"$f":"SUMIFS('All interconnections'!$C$7:$C$4022,'All interconnections'!$A$7:$A$4022,$C17,'All interconnections'!$AA$7:$AA$4022,1)","v":0},0,{"$f":"SUMIFS('All interconnections'!$E$7:$E$4022,'All interconnections'!$A$7:$A$4022,$C17,'All interconnections'!$AA$7:$AA$4022,1)","v":0},{"$f":"SUMIFS('All interconnections'!$F$7:$F$4022,'All interconnections'!$A$7:$A$4022,$C17,'All interconnections'!$AA$7:$AA$4022,1)","v":0},{"$f":"SUMIFS('All interconnections'!$I$7:$I$4022,'All interconnections'!$A$7:$A$4022,$C17,'All interconnections'!$AA$7:$AA$4022,1)","v":0},0,{"$f":"SUMIFS('All interconnections'!$K$7:$K$4022,'All interconnections'!$A$7:$A$4022,$C17,'All interconnections'!$AA$7:$AA$4022,1)","v":0},{"$f":"SUMIFS('All interconnections'!$N$7:$N$4022,'All interconnections'!$A$7:$A$4022,$C17,'All interconnections'!$AA$7:$AA$4022,1)","v":0},{"$f":"SUMIFS('All interconnections'!$Q$7:$Q$4022,'All interconnections'!$A$7:$A$4022,$C17,'All interconnections'!$AA$7:$AA$4022,1)","v":0},{"$f":"SUMIFS('All interconnections'!$T$7:$T$4022,'All interconnections'!$A$7:$A$4022,$C17,'All interconnections'!$AA$7:$AA$4022,1)","v":0},{"$f":"SUMIFS('All interconnections'!$U$7:$U$4022,'All interconnections'!$A$7:$A$4022,$C17,'All interconnections'!$AA$7:$AA$4022,1)","v":0},{"$f":"SUMIFS('All interconnections'!$W$7:$W$4022,'All interconnections'!$A$7:$A$4022,$C17,'All interconnections'!$AA$7:$AA$4022,1)","v":0},{"$f":"SUMIFS('All interconnections'!$X$7:$X$4022,'All interconnections'!$A$7:$A$4022,$C17,'All interconnections'!$AA$7:$AA$4022,1)","v":0},{"$f":"SUMIFS('All interconnections'!$Z$7:$Z$4022,'All interconnections'!$A$7:$A$4022,$C17,'All interconnections'!$AA$7:$AA$4022,1)","v":0},0,0,0,0,0]
[null,1,10,{"$f":"SUMIFS('All interconnections'!$C$7:$C$4022,'All interconnections'!$A$7:$A$4022,$C18,'All interconnections'!$AA$7:$AA$4022,1)","v":0},0,{"$f":"SUMIFS('All interconnections'!$E$7:$E$4022,'All interconnections'!$A$7:$A$4022,$C18,'All interconnections'!$AA$7:$AA$4022,1)","v":0},{"$f":"SUMIFS('All interconnections'!$F$7:$F$4022,'All interconnections'!$A$7:$A$4022,$C18,'All interconnections'!$AA$7:$AA$4022,1)","v":0},{"$f":"SUMIFS('All interconnections'!$I$7:$I$4022,'All interconnections'!$A$7:$A$4022,$C18,'All interconnections'!$AA$7:$AA$4022,1)","v":0},0,{"$f":"SUMIFS('All interconnections'!$K$7:$K$4022,'All interconnections'!$A$7:$A$4022,$C18,'All interconnections'!$AA$7:$AA$4022,1)","v":0},{"$f":"SUMIFS('All interconnections'!$N$7:$N$4022,'All interconnections'!$A$7:$A$4022,$C18,'All interconnections'!$AA$7:$AA$4022,1)","v":0},{"$f":"SUMIFS('All interconnections'!$Q$7:$Q$4022,'All interconnections'!$A$7:$A$4022,$C18,'All interconnections'!$AA$7:$AA$4022,1)","v":0},{"$f":"SUMIFS('All interconnections'!$T$7:$T$4022,'All interconnections'!$A$7:$A$4022,$C18,'All interconnections'!$AA$7:$AA$4022,1)","v":0},{"$f":"SUMIFS('All interconnections'!$U$7:$U$4022,'All interconnections'!$A$7:$A$4022,$C18,'All interconnections'!$AA$7:$AA$4022,1)","v":0},{"$f":"SUMIFS('All interconnections'!$W$7:$W$4022,'All interconnections'!$A$7:$A$4022,$C18,'All interconnections'!$AA$7:$AA$4022,1)","v":0},{"$f":"SUMIFS('All interconnections'!$X$7:$X$4022,'All interconnections'!$A$7:$A$4022,$C18,'All interconnections'!$AA$7:$AA$4022,1)","v":0},{"$f":"SUMIFS('All interconnections'!$Z$7:$Z$4022,'All interconnections'!$A$7:$A$4022,$C18,'All interconnections'!$AA$7:$AA$4022,1)","v":0},0,0,0,0,0]
[null,1,11,{"$f":"SUMIFS('All interconnections'!$C$7:$C$4022,'All interconnections'!$A$7:$A$4022,$C19,'All interconnections'!$AA$7:$AA$4022,1)","v":0},0,{"$f":"SUMIFS('All interconnections'!$E$7:$E$4022,'All interconnections'!$A$7:$A$4022,$C19,'All interconnections'!$AA$7:$AA$4022,1)","v":0},{"$f":"SUMIFS('All interconnections'!$F$7:$F$4022,'All interconnections'!$A$7:$A$4022,$C19,'All interconnections'!$AA$7:$AA$4022,1)","v":0},{"$f":"SUMIFS('All interconnections'!$I$7:$I$4022,'All interconnections'!$A$7:$A$4022,$C19,'All interconnections'!$AA$7:$AA$4022,1)","v":0},0,{"$f":"SUMIFS('All interconnections'!$K$7:$K$4022,'All interconnections'!$A$7:$A$4022,$C19,'All interconnections'!$AA$7:$AA$4022,1)","v":0},{"$f":"SUMIFS('All interconnections'!$N$7:$N$4022,'All interconnections'!$A$7:$A$4022,$C19,'All interconnections'!$AA$7:$AA$4022,1)","v":0},{"$f":"SUMIFS('All interconnections'!$Q$7:$Q$4022,'All interconnections'!$A$7:$A$4022,$C19,'All interconnections'!$AA$7:$AA$4022,1)","v":0},{"$f":"SUMIFS('All interconnections'!$T$7:$T$4022,'All interconnections'!$A$7:$A$4022,$C19,'All interconnections'!$AA$7:$AA$4022,1)","v":0},{"$f":"SUMIFS('All interconnections'!$U$7:$U$4022,'All interconnections'!$A$7:$A$4022,$C19,'All interconnections'!$AA$7:$AA$4022,1)","v":0},{"$f":"SUMIFS('All interconnections'!$W$7:$W$4022,'All interconnections'!$A$7:$A$4022,$C19,'All interconnections'!$AA$7:$AA$4022,1)","v":0},{"$f":"SUMIFS('All interconnections'!$X$7:$X$4022,'All interconnections'!$A$7:$A$4022,$C19,'All interconnections'!$AA$7:$AA$4022,1)","v":0},{"$f":"SUMIFS('All interconnections'!$Z$7:$Z$4022,'All interconnections'!$A$7:$A$4022,$C19,'All interconnections'!$AA$7:$AA$4022,1)","v":0},0,0,0,0,0]
[null,1,12,{"$f":"SUMIFS('All interconnections'!$C$7:$C$4022,'All interconnections'!$A$7:$A$4022,$C20,'All interconnections'!$AA$7:$AA$4022,1)","v":0},0,{"$f":"SUMIFS('All interconnections'!$E$7:$E$4022,'All interconnections'!$A$7:$A$4022,$C20,'All interconnections'!$AA$7:$AA$4022,1)","v":0},{"$f":"SUMIFS('All interconnections'!$F$7:$F$4022,'All interconnections'!$A$7:$A$4022,$C20,'All interconnections'!$AA$7:$AA$4022,1)","v":0},{"$f":"SUMIFS('All interconnections'!$I$7:$I$4022,'All interconnections'!$A$7:$A$4022,$C20,'All interconnections'!$AA$7:$AA$4022,1)","v":0},0,{"$f":"SUMIFS('All interconnections'!$K$7:$K$4022,'All interconnections'!$A$7:$A$4022,$C20,'All interconnections'!$AA$7:$AA$4022,1)","v":0},{"$f":"SUMIFS('All interconnections'!$N$7:$N$4022,'All interconnections'!$A$7:$A$4022,$C20,'All interconnections'!$AA$7:$AA$4022,1)","v":0},{"$f":"SUMIFS('All interconnections'!$Q$7:$Q$4022,'All interconnections'!$A$7:$A$4022,$C20,'All interconnections'!$AA$7:$AA$4022,1)","v":0},{"$f":"SUMIFS('All interconnections'!$T$7:$T$4022,'All interconnections'!$A$7:$A$4022,$C20,'All interconnections'!$AA$7:$AA$4022,1)","v":0},{"$f":"SUMIFS('All interconnections'!$U$7:$U$4022,'All interconnections'!$A$7:$A$4022,$C20,'All interconnections'!$AA$7:$AA$4022,1)","v":0},{"$f":"SUMIFS('All interconnections'!$W$7:$W$4022,'All interconnections'!$A$7:$A$4022,$C20,'All interconnections'!$AA$7:$AA$4022,1)","v":0},{"$f":"SUMIFS('All interconnections'!$X$7:$X$4022,'All interconnections'!$A$7:$A$4022,$C20,'All interconnections'!$AA$7:$AA$4022,1)","v":0},{"$f":"SUMIFS('All interconnections'!$Z$7:$Z$4022,'All interconnections'!$A$7:$A$4022,$C20,'All interconnections'!$AA$7:$AA$4022,1)","v":0},0,0,0,0,0]
[null,1,13,{"$f":"SUMIFS('All interconnections'!$C$7:$C$4022,'All interconnections'!$A$7:$A$4022,$C21,'All interconnections'!$AA$7:$AA$4022,1)","v":0},0,{"$f":"SUMIFS('All interconnections'!$E$7:$E$4022,'All interconnections'!$A$7:$A$4022,$C21,'All interconnections'!$AA$7:$AA$4022,1)","v":0},{"$f":"SUMIFS('All interconnections'!$F$7:$F$4022,'All interconnections'!$A$7:$A$4022,$C21,'All interconnections'!$AA$7:$AA$4022,1)","v":0},{"$f":"SUMIFS('All interconnections'!$I$7:$I$4022,'All interconnections'!$A$7:$A$4022,$C21,'All interconnections'!$AA$7:$AA$4022,1)","v":0},0,{"$f":"SUMIFS('All interconnections'!$K$7:$K$4022,'All interconnections'!$A$7:$A$4022,$C21,'All interconnections'!$AA$7:$AA$4022,1)","v":0},{"$f":"SUMIFS('All interconnections'!$N$7:$N$4022,'All interconnections'!$A$7:$A$4022,$C21,'All interconnections'!$AA$7:$AA$4022,1)","v":0},{"$f":"SUMIFS('All interconnections'!$Q$7:$Q$4022,'All interconnections'!$A$7:$A$4022,$C21,'All interconnections'!$AA$7:$AA$4022,1)","v":0},{"$f":"SUMIFS('All interconnections'!$T$7:$T$4022,'All interconnections'!$A$7:$A$4022,$C21,'All interconnections'!$AA$7:$AA$4022,1)","v":0},{"$f":"SUMIFS('All interconnections'!$U$7:$U$4022,'All interconnections'!$A$7:$A$4022,$C21,'All interconnections'!$AA$7:$AA$4022,1)","v":0},{"$f":"SUMIFS('All interconnections'!$W$7:$W$4022,'All interconnections'!$A$7:$A$4022,$C21,'All interconnections'!$AA$7:$AA$4022,1)","v":0},{"$f":"SUMIFS('All interconnections'!$X$7:$X$4022,'All interconnections'!$A$7:$A$4022,$C21,'All interconnections'!$AA$7:$AA$4022,1)","v":0},{"$f":"SUMIFS('All interconnections'!$Z$7:$Z$4022,'All interconnections'!$A$7:$A$4022,$C21,'All interconnections'!$AA$7:$AA$4022,1)","v":0},0,0,0,0,0]
[null,1,14,{"$f":"SUMIFS('All interconnections'!$C$7:$C$4022,'All interconnections'!$A$7:$A$4022,$C22,'All interconnections'!$AA$7:$AA$4022,1)","v":0},0,{"$f":"SUMIFS('All interconnections'!$E$7:$E$4022,'All interconnections'!$A$7:$A$4022,$C22,'All interconnections'!$AA$7:$AA$4022,1)","v":0},{"$f":"SUMIFS('All interconnections'!$F$7:$F$4022,'All interconnections'!$A$7:$A$4022,$C22,'All interconnections'!$AA$7:$AA$4022,1)","v":0},{"$f":"SUMIFS('All interconnections'!$I$7:$I$4022,'All interconnections'!$A$7:$A$4022,$C22,'All interconnections'!$AA$7:$AA$4022,1)","v":0},0,{"$f":"SUMIFS('All interconnections'!$K$7:$K$4022,'All interconnections'!$A$7:$A$4022,$C22,'All interconnections'!$AA$7:$AA$4022,1)","v":0},{"$f":"SUMIFS('All interconnections'!$N$7:$N$4022,'All interconnections'!$A$7:$A$4022,$C22,'All interconnections'!$AA$7:$AA$4022,1)","v":0},{"$f":"SUMIFS('All interconnections'!$Q$7:$Q$4022,'All interconnections'!$A$7:$A$4022,$C22,'All interconnections'!$AA$7:$AA$4022,1)","v":0},{"$f":"SUMIFS('All interconnections'!$T$7:$T$4022,'All interconnections'!$A$7:$A$4022,$C22,'All interconnections'!$AA$7:$AA$4022,1)","v":0},{"$f":"SUMIFS('All interconnections'!$U$7:$U$4022,'All interconnections'!$A$7:$A$4022,$C22,'All interconnections'!$AA$7:$AA$4022,1)","v":0},{"$f":"SUMIFS('All interconnections'!$W$7:$W$4022,'All interconnections'!$A$7:$A$4022,$C22,'All interconnections'!$AA$7:$AA$4022,1)","v":0},{"$f":"SUMIFS('All interconnections'!$X$7:$X$4022,'All interconnections'!$A$7:$A$4022,$C22,'All interconnections'!$AA$7:$AA$4022,1)","v":0},{"$f":"SUMIFS('All interconnections'!$Z$7:$Z$4022,'All interconnections'!$A$7:$A$4022,$C22,'All interconnections'!$AA$7:$AA$4022,1)","v":0},0,0,0,0,0]
[null,1,15,{"$f":"SUMIFS('All interconnections'!$C$7:$C$4022,'All interconnections'!$A$7:$A$4022,$C23,'All interconnections'!$AA$7:$AA$4022,1)","v":0},0,{"$f":"SUMIFS('All interconnections'!$E$7:$E$4022,'All interconnections'!$A$7:$A$4022,$C23,'All interconnections'!$AA$7:$AA$4022,1)","v":0},{"$f":"SUMIFS('All interconnections'!$F$7:$F$4022,'All interconnections'!$A$7:$A$4022,$C23,'All interconnections'!$AA$7:$AA$4022,1)","v":0},{"$f":"SUMIFS('All interconnections'!$I$7:$I$4022,'All interconnections'!$A$7:$A$4022,$C23,'All interconnections'!$AA$7:$AA$4022,1)","v":0},0,{"$f":"SUMIFS('All interconnections'!$K$7:$K$4022,'All interconnections'!$A$7:$A$4022,$C23,'All interconnections'!$AA$7:$AA$4022,1)","v":0},{"$f":"SUMIFS('All interconnections'!$N$7:$N$4022,'All interconnections'!$A$7:$A$4022,$C23,'All interconnections'!$AA$7:$AA$4022,1)","v":0},{"$f":"SUMIFS('All interconnections'!$Q$7:$Q$4022,'All interconnections'!$A$7:$A$4022,$C23,'All interconnections'!$AA$7:$AA$4022,1)","v":0},{"$f":"SUMIFS('All interconnections'!$T$7:$T$4022,'All interconnections'!$A$7:$A$4022,$C23,'All interconnections'!$AA$7:$AA$4022,1)","v":0},{"$f":"SUMIFS('All interconnections'!$U$7:$U$4022,'All interconnections'!$A$7:$A$4022,$C23,'All interconnections'!$AA$7:$AA$4022,1)","v":0},{"$f":"SUMIFS('All interconnections'!$W$7:$W$4022,'All interconnections'!$A$7:$A$4022,$C23,'All interconnections'!$AA$7:$AA$4022,1)","v":0},{"$f":"SUMIFS('All interconnections'!$X$7:$X$4022,'All interconnections'!$A$7:$A$4022,$C23,'All interconnections'!$AA$7:$AA$4022,1)","v":0},{"$f":"SUMIFS('All interconnections'!$Z$7:$Z$4022,'All interconnections'!$A$7:$A$4022,$C23,'All interconnections'!$AA$7:$AA$4022,1)","v":0},0,0,0,0,0]
[null,1,16,{"$f":"SUMIFS('All interconnections'!$C$7:$C$4022,'All interconnections'!$A$7:$A$4022,$C24,'All interconnections'!$AA$7:$AA$4022,1)","v":0},0,{"$f":"SUMIFS('All interconnections'!$E$7:$E$4022,'All interconnections'!$A$7:$A$4022,$C24,'All interconnections'!$AA$7:$AA$4022,1)","v":0},{"$f":"SUMIFS('All interconnections'!$F$7:$F$4022,'All interconnections'!$A$7:$A$4022,$C24,'All interconnections'!$AA$7:$AA$4022,1)","v":0},{"$f":"SUMIFS('All interconnections'!$I$7:$I$4022,'All interconnections'!$A$7:$A$4022,$C24,'All interconnections'!$AA$7:$AA$4022,1)","v":0},0,{"$f":"SUMIFS('All interconnections'!$K$7:$K$4022,'All interconnections'!$A$7:$A$4022,$C24,'All interconnections'!$AA$7:$AA$4022,1)","v":0},{"$f":"SUMIFS('All interconnections'!$N$7:$N$4022,'All interconnections'!$A$7:$A$4022,$C24,'All interconnections'!$AA$7:$AA$4022,1)","v":0},{"$f":"SUMIFS('All interconnections'!$Q$7:$Q$4022,'All interconnections'!$A$7:$A$4022,$C24,'All interconnections'!$AA$7:$AA$4022,1)","v":0},{"$f":"SUMIFS('All interconnections'!$T$7:$T$4022,'All interconnections'!$A$7:$A$4022,$C24,'All interconnections'!$AA$7:$AA$4022,1)","v":0},{"$f":"SUMIFS('All interconnections'!$U$7:$U$4022,'All interconnections'!$A$7:$A$4022,$C24,'All interconnections'!$AA$7:$AA$4022,1)","v":0},{"$f":"SUMIFS('All interconnections'!$W$7:$W$4022,'All interconnections'!$A$7:$A$4022,$C24,'All interconnections'!$AA$7:$AA$4022,1)","v":0},{"$f":"SUMIFS('All interconnections'!$X$7:$X$4022,'All interconnections'!$A$7:$A$4022,$C24,'All interconnections'!$AA$7:$AA$4022,1)","v":0},{"$f":"SUMIFS('All interconnections'!$Z$7:$Z$4022,'All interconnections'!$A$7:$A$4022,$C24,'All interconnections'!$AA$7:$AA$4022,1)","v":0},0,0,0,0,0]
[null,1,17,{"$f":"SUMIFS('All interconnections'!$C$7:$C$4022,'All interconnections'!$A$7:$A$4022,$C25,'All interconnections'!$AA$7:$AA$4022,1)","v":0},0,{"$f":"SUMIFS('All interconnections'!$E$7:$E$4022,'All interconnections'!$A$7:$A$4022,$C25,'All interconnections'!$AA$7:$AA$4022,1)","v":0},{"$f":"SUMIFS('All interconnections'!$F$7:$F$4022,'All interconnections'!$A$7:$A$4022,$C25,'All interconnections'!$AA$7:$AA$4022,1)","v":0},{"$f":"SUMIFS('All interconnections'!$I$7:$I$4022,'All interconnections'!$A$7:$A$4022,$C25,'All interconnections'!$AA$7:$AA$4022,1)","v":0},0,{"$f":"SUMIFS('All interconnections'!$K$7:$K$4022,'All interconnections'!$A$7:$A$4022,$C25,'All interconnections'!$AA$7:$AA$4022,1)","v":0},{"$f":"SUMIFS('All interconnections'!$N$7:$N$4022,'All interconnections'!$A$7:$A$4022,$C25,'All interconnections'!$AA$7:$AA$4022,1)","v":0},{"$f":"SUMIFS('All interconnections'!$Q$7:$Q$4022,'All interconnections'!$A$7:$A$4022,$C25,'All interconnections'!$AA$7:$AA$4022,1)","v":0},{"$f":"SUMIFS('All interconnections'!$T$7:$T$4022,'All interconnections'!$A$7:$A$4022,$C25,'All interconnections'!$AA$7:$AA$4022,1)","v":0},{"$f":"SUMIFS('All interconnections'!$U$7:$U$4022,'All interconnections'!$A$7:$A$4022,$C25,'All interconnections'!$AA$7:$AA$4022,1)","v":0},{"$f":"SUMIFS('All interconnections'!$W$7:$W$4022,'All interconnections'!$A$7:$A$4022,$C25,'All interconnections'!$AA$7:$AA$4022,1)","v":0},{"$f":"SUMIFS('All interconnections'!$X$7:$X$4022,'All interconnections'!$A$7:$A$4022,$C25,'All interconnections'!$AA$7:$AA$4022,1)","v":0},{"$f":"SUMIFS('All interconnections'!$Z$7:$Z$4022,'All interconnections'!$A$7:$A$4022,$C25,'All interconnections'!$AA$7:$AA$4022,1)","v":0},0,0,0,0,0]
[null,1,18,{"$f":"SUMIFS('All interconnections'!$C$7:$C$4022,'All interconnections'!$A$7:$A$4022,$C26,'All interconnections'!$AA$7:$AA$4022,1)","v":0},0,{"$f":"SUMIFS('All interconnections'!$E$7:$E$4022,'All interconnections'!$A$7:$A$4022,$C26,'All interconnections'!$AA$7:$AA$4022,1)","v":0},{"$f":"SUMIFS('All interconnections'!$F$7:$F$4022,'All interconnections'!$A$7:$A$4022,$C26,'All interconnections'!$AA$7:$AA$4022,1)","v":0},{"$f":"SUMIFS('All interconnections'!$I$7:$I$4022,'All interconnections'!$A$7:$A$4022,$C26,'All interconnections'!$AA$7:$AA$4022,1)","v":0},0,{"$f":"SUMIFS('All interconnections'!$K$7:$K$4022,'All interconnections'!$A$7:$A$4022,$C26,'All interconnections'!$AA$7:$AA$4022,1)","v":0},{"$f":"SUMIFS('All interconnections'!$N$7:$N$4022,'All interconnections'!$A$7:$A$4022,$C26,'All interconnections'!$AA$7:$AA$4022,1)","v":0},{"$f":"SUMIFS('All interconnections'!$Q$7:$Q$4022,'All interconnections'!$A$7:$A$4022,$C26,'All interconnections'!$AA$7:$AA$4022,1)","v":0},{"$f":"SUMIFS('All interconnections'!$T$7:$T$4022,'All interconnections'!$A$7:$A$4022,$C26,'All interconnections'!$AA$7:$AA$4022,1)","v":0},{"$f":"SUMIFS('All interconnections'!$U$7:$U$4022,'All interconnections'!$A$7:$A$4022,$C26,'All interconnections'!$AA$7:$AA$4022,1)","v":0},{"$f":"SUMIFS('All interconnections'!$W$7:$W$4022,'All interconnections'!$A$7:$A$4022,$C26,'All interconnections'!$AA$7:$AA$4022,1)","v":0},{"$f":"SUMIFS('All interconnections'!$X$7:$X$4022,'All interconnections'!$A$7:$A$4022,$C26,'All interconnections'!$AA$7:$AA$4022,1)","v":0},{"$f":"SUMIFS('All interconnections'!$Z$7:$Z$4022,'All interconnections'!$A$7:$A$4022,$C26,'All interconnections'!$AA$7:$AA$4022,1)","v":0},0,0,0,0,0]
[null,1,19,{"$f":"SUMIFS('All interconnections'!$C$7:$C$4022,'All interconnections'!$A$7:$A$4022,$C27,'All interconnections'!$AA$7:$AA$4022,1)","v":0},0,{"$f":"SUMIFS('All interconnections'!$E$7:$E$4022,'All interconnections'!$A$7:$A$4022,$C27,'All interconnections'!$AA$7:$AA$4022,1)","v":0},{"$f":"SUMIFS('All interconnections'!$F$7:$F$4022,'All interconnections'!$A$7:$A$4022,$C27,'All interconnections'!$AA$7:$AA$4022,1)","v":0},{"$f":"SUMIFS('All interconnections'!$I$7:$I$4022,'All interconnections'!$A$7:$A$4022,$C27,'All interconnections'!$AA$7:$AA$4022,1)","v":0},0,{"$f":"SUMIFS('All interconnections'!$K$7:$K$4022,'All interconnections'!$A$7:$A$4022,$C27,'All interconnections'!$AA$7:$AA$4022,1)","v":0},{"$f":"SUMIFS('All interconnections'!$N$7:$N$4022,'All interconnections'!$A$7:$A$4022,$C27,'All interconnections'!$AA$7:$AA$4022,1)","v":0},{"$f":"SUMIFS('All interconnections'!$Q$7:$Q$4022,'All interconnections'!$A$7:$A$4022,$C27,'All interconnections'!$AA$7:$AA$4022,1)","v":0},{"$f":"SUMIFS('All interconnections'!$T$7:$T$4022,'All interconnections'!$A$7:$A$4022,$C27,'All interconnections'!$AA$7:$AA$4022,1)","v":0},{"$f":"SUMIFS('All interconnections'!$U$7:$U$4022,'All interconnections'!$A$7:$A$4022,$C27,'All interconnections'!$AA$7:$AA$4022,1)","v":0},{"$f":"SUMIFS('All interconnections'!$W$7:$W$4022,'All interconnections'!$A$7:$A$4022,$C27,'All interconnections'!$AA$7:$AA$4022,1)","v":0},{"$f":"SUMIFS('All interconnections'!$X$7:$X$4022,'All interconnections'!$A$7:$A$4022,$C27,'All interconnections'!$AA$7:$AA$4022,1)","v":0},{"$f":"SUMIFS('All interconnections'!$Z$7:$Z$4022,'All interconnections'!$A$7:$A$4022,$C27,'All interconnections'!$AA$7:$AA$4022,1)","v":0},0,0,0,0,0]
[null,1,20,{"$f":"SUMIFS('All interconnections'!$C$7:$C$4022,'All interconnections'!$A$7:$A$4022,$C28,'All interconnections'!$AA$7:$AA$4022,1)","v":0},0,{"$f":"SUMIFS('All interconnections'!$E$7:$E$4022,'All interconnections'!$A$7:$A$4022,$C28,'All interconnections'!$AA$7:$AA$4022,1)","v":0},{"$f":"SUMIFS('All interconnections'!$F$7:$F$4022,'All interconnections'!$A$7:$A$4022,$C28,'All interconnections'!$AA$7:$AA$4022,1)","v":0},{"$f":"SUMIFS('All interconnections'!$I$7:$I$4022,'All interconnections'!$A$7:$A$4022,$C28,'All interconnections'!$AA$7:$AA$4022,1)","v":0},0,{"$f":"SUMIFS('All interconnections'!$K$7:$K$4022,'All interconnections'!$A$7:$A$4022,$C28,'All interconnections'!$AA$7:$AA$4022,1)","v":0},{"$f":"SUMIFS('All interconnections'!$N$7:$N$4022,'All interconnections'!$A$7:$A$4022,$C28,'All interconnections'!$AA$7:$AA$4022,1)","v":0},{"$f":"SUMIFS('All interconnections'!$Q$7:$Q$4022,'All interconnections'!$A$7:$A$4022,$C28,'All interconnections'!$AA$7:$AA$4022,1)","v":0},{"$f":"SUMIFS('All interconnections'!$T$7:$T$4022,'All interconnections'!$A$7:$A$4022,$C28,'All interconnections'!$AA$7:$AA$4022,1)","v":0},{"$f":"SUMIFS('All interconnections'!$U$7:$U$4022,'All interconnections'!$A$7:$A$4022,$C28,'All interconnections'!$AA$7:$AA$4022,1)","v":0},{"$f":"SUMIFS('All interconnections'!$W$7:$W$4022,'All interconnections'!$A$7:$A$4022,$C28,'All interconnections'!$AA$7:$AA$4022,1)","v":0},{"$f":"SUMIFS('All interconnections'!$X$7:$X$4022,'All interconnections'!$A$7:$A$4022,$C28,'All interconnections'!$AA$7:$AA$4022,1)","v":0},{"$f":"SUMIFS('All interconnections'!$Z$7:$Z$4022,'All interconnections'!$A$7:$A$4022,$C28,'All interconnections'!$AA$7:$AA$4022,1)","v":0},0,0,0,0,0]
[null,1,21,{"$f":"SUMIFS('All interconnections'!$C$7:$C$4022,'All interconnections'!$A$7:$A$4022,$C29,'All interconnections'!$AA$7:$AA$4022,1)","v":0},0,{"$f":"SUMIFS('All interconnections'!$E$7:$E$4022,'All interconnections'!$A$7:$A$4022,$C29,'All interconnections'!$AA$7:$AA$4022,1)","v":0},{"$f":"SUMIFS('All interconnections'!$F$7:$F$4022,'All interconnections'!$A$7:$A$4022,$C29,'All interconnections'!$AA$7:$AA$4022,1)","v":0},{"$f":"SUMIFS('All interconnections'!$I$7:$I$4022,'All interconnections'!$A$7:$A$4022,$C29,'All interconnections'!$AA$7:$AA$4022,1)","v":0},0,{"$f":"SUMIFS('All interconnections'!$K$7:$K$4022,'All interconnections'!$A$7:$A$4022,$C29,'All interconnections'!$AA$7:$AA$4022,1)","v":0},{"$f":"SUMIFS('All interconnections'!$N$7:$N$4022,'All interconnections'!$A$7:$A$4022,$C29,'All interconnections'!$AA$7:$AA$4022,1)","v":0},{"$f":"SUMIFS('All interconnections'!$Q$7:$Q$4022,'All interconnections'!$A$7:$A$4022,$C29,'All interconnections'!$AA$7:$AA$4022,1)","v":0},{"$f":"SUMIFS('All interconnections'!$T$7:$T$4022,'All interconnections'!$A$7:$A$4022,$C29,'All interconnections'!$AA$7:$AA$4022,1)","v":0},{"$f":"SUMIFS('All interconnections'!$U$7:$U$4022,'All interconnections'!$A$7:$A$4022,$C29,'All interconnections'!$AA$7:$AA$4022,1)","v":0},{"$f":"SUMIFS('All interconnections'!$W$7:$W$4022,'All interconnections'!$A$7:$A$4022,$C29,'All interconnections'!$AA$7:$AA$4022,1)","v":0},{"$f":"SUMIFS('All interconnections'!$X$7:$X$4022,'All interconnections'!$A$7:$A$4022,$C29,'All interconnections'!$AA$7:$AA$4022,1)","v":0},{"$f":"SUMIFS('All interconnections'!$Z$7:$Z$4022,'All interconnections'!$A$7:$A$4022,$C29,'All interconnections'!$AA$7:$AA$4022,1)","v":0},0,0,0,0,0]
[null,1,22,{"$f":"SUMIFS('All interconnections'!$C$7:$C$4022,'All interconnections'!$A$7:$A$4022,$C30,'All interconnections'!$AA$7:$AA$4022,1)","v":0},0,{"$f":"SUMIFS('All interconnections'!$E$7:$E$4022,'All interconnections'!$A$7:$A$4022,$C30,'All interconnections'!$AA$7:$AA$4022,1)","v":0},{"$f":"SUMIFS('All interconnections'!$F$7:$F$4022,'All interconnections'!$A$7:$A$4022,$C30,'All interconnections'!$AA$7:$AA$4022,1)","v":0},{"$f":"SUMIFS('All interconnections'!$I$7:$I$4022,'All interconnections'!$A$7:$A$4022,$C30,'All interconnections'!$AA$7:$AA$4022,1)","v":0},0,{"$f":"SUMIFS('All interconnections'!$K$7:$K$4022,'All interconnections'!$A$7:$A$4022,$C30,'All interconnections'!$AA$7:$AA$4022,1)","v":0},{"$f":"SUMIFS('All interconnections'!$N$7:$N$4022,'All interconnections'!$A$7:$A$4022,$C30,'All interconnections'!$AA$7:$AA$4022,1)","v":0},{"$f":"SUMIFS('All interconnections'!$Q$7:$Q$4022,'All interconnections'!$A$7:$A$4022,$C30,'All interconnections'!$AA$7:$AA$4022,1)","v":0},{"$f":"SUMIFS('All interconnections'!$T$7:$T$4022,'All interconnections'!$A$7:$A$4022,$C30,'All interconnections'!$AA$7:$AA$4022,1)","v":0},{"$f":"SUMIFS('All interconnections'!$U$7:$U$4022,'All interconnections'!$A$7:$A$4022,$C30,'All interconnections'!$AA$7:$AA$4022,1)","v":0},{"$f":"SUMIFS('All interconnections'!$W$7:$W$4022,'All interconnections'!$A$7:$A$4022,$C30,'All interconnections'!$AA$7:$AA$4022,1)","v":0},{"$f":"SUMIFS('All interconnections'!$X$7:$X$4022,'All interconnections'!$A$7:$A$4022,$C30,'All interconnections'!$AA$7:$AA$4022,1)","v":0},{"$f":"SUMIFS('All interconnections'!$Z$7:$Z$4022,'All interconnections'!$A$7:$A$4022,$C30,'All interconnections'!$AA$7:$AA$4022,1)","v":0},0,0,0,0,0]
[null,1,23,{"$f":"SUMIFS('All interconnections'!$C$7:$C$4022,'All interconnections'!$A$7:$A$4022,$C31,'All interconnections'!$AA$7:$AA$4022,1)","v":0},0,{"$f":"SUMIFS('All interconnections'!$E$7:$E$4022,'All interconnections'!$A$7:$A$4022,$C31,'All interconnections'!$AA$7:$AA$4022,1)","v":0},{"$f":"SUMIFS('All interconnections'!$F$7:$F$4022,'All interconnections'!$A$7:$A$4022,$C31,'All interconnections'!$AA$7:$AA$4022,1)","v":0},{"$f":"SUMIFS('All interconnections'!$I$7:$I$4022,'All interconnections'!$A$7:$A$4022,$C31,'All interconnections'!$AA$7:$AA$4022,1)","v":0},0,{"$f":"SUMIFS('All interconnections'!$K$7:$K$4022,'All interconnections'!$A$7:$A$4022,$C31,'All interconnections'!$AA$7:$AA$4022,1)","v":0},{"$f":"SUMIFS('All interconnections'!$N$7:$N$4022,'All interconnections'!$A$7:$A$4022,$C31,'All interconnections'!$AA$7:$AA$4022,1)","v":0},{"$f":"SUMIFS('All interconnections'!$Q$7:$Q$4022,'All interconnections'!$A$7:$A$4022,$C31,'All interconnections'!$AA$7:$AA$4022,1)","v":0},{"$f":"SUMIFS('All interconnections'!$T$7:$T$4022,'All interconnections'!$A$7:$A$4022,$C31,'All interconnections'!$AA$7:$AA$4022,1)","v":0},{"$f":"SUMIFS('All interconnections'!$U$7:$U$4022,'All interconnections'!$A$7:$A$4022,$C31,'All interconnections'!$AA$7:$AA$4022,1)","v":0},{"$f":"SUMIFS('All interconnections'!$W$7:$W$4022,'All interconnections'!$A$7:$A$4022,$C31,'All interconnections'!$AA$7:$AA$4022,1)","v":0},{"$f":"SUMIFS('All interconnections'!$X$7:$X$4022,'All interconnections'!$A$7:$A$4022,$C31,'All interconnections'!$AA$7:$AA$4022,1)","v":0},{"$f":"SUMIFS('All interconnections'!$Z$7:$Z$4022,'All interconnections'!$A$7:$A$4022,$C31,'All interconnections'!$AA$7:$AA$4022,1)","v":0},0,0,0,0,0]
[null,1,24,{"$f":"SUMIFS('All interconnections'!$C$7:$C$4022,'All interconnections'!$A$7:$A$4022,$C32,'All interconnections'!$AA$7:$AA$4022,1)","v":0},0,{"$f":"SUMIFS('All interconnections'!$E$7:$E$4022,'All interconnections'!$A$7:$A$4022,$C32,'All interconnections'!$AA$7:$AA$4022,1)","v":0},{"$f":"SUMIFS('All interconnections'!$F$7:$F$4022,'All interconnections'!$A$7:$A$4022,$C32,'All interconnections'!$AA$7:$AA$4022,1)","v":0},{"$f":"SUMIFS('All interconnections'!$I$7:$I$4022,'All interconnections'!$A$7:$A$4022,$C32,'All interconnections'!$AA$7:$AA$4022,1)","v":0},0,{"$f":"SUMIFS('All interconnections'!$K$7:$K$4022,'All interconnections'!$A$7:$A$4022,$C32,'All interconnections'!$AA$7:$AA$4022,1)","v":0},{"$f":"SUMIFS('All interconnections'!$N$7:$N$4022,'All interconnections'!$A$7:$A$4022,$C32,'All interconnections'!$AA$7:$AA$4022,1)","v":0},{"$f":"SUMIFS('All interconnections'!$Q$7:$Q$4022,'All interconnections'!$A$7:$A$4022,$C32,'All interconnections'!$AA$7:$AA$4022,1)","v":0},{"$f":"SUMIFS('All interconnections'!$T$7:$T$4022,'All interconnections'!$A$7:$A$4022,$C32,'All interconnections'!$AA$7:$AA$4022,1)","v":0},{"$f":"SUMIFS('All interconnections'!$U$7:$U$4022,'All interconnections'!$A$7:$A$4022,$C32,'All interconnections'!$AA$7:$AA$4022,1)","v":0},{"$f":"SUMIFS('All interconnections'!$W$7:$W$4022,'All interconnections'!$A$7:$A$4022,$C32,'All interconnections'!$AA$7:$AA$4022,1)","v":0},{"$f":"SUMIFS('All interconnections'!$X$7:$X$4022,'All interconnections'!$A$7:$A$4022,$C32,'All interconnections'!$AA$7:$AA$4022,1)","v":0},{"$f":"SUMIFS('All interconnections'!$Z$7:$Z$4022,'All interconnections'!$A$7:$A$4022,$C32,'All interconnections'!$AA$7:$AA$4022,1)","v":0},0,0,0,0,0]
[null,1,25,{"$f":"SUMIFS('All interconnections'!$C$7:$C$4022,'All interconnections'!$A$7:$A$4022,$C33,'All interconnections'!$AA$7:$AA$4022,1)","v":0},0,{"$f":"SUMIFS('All interconnections'!$E$7:$E$4022,'All interconnections'!$A$7:$A$4022,$C33,'All interconnections'!$AA$7:$AA$4022,1)","v":0},{"$f":"SUMIFS('All interconnections'!$F$7:$F$4022,'All interconnections'!$A$7:$A$4022,$C33,'All interconnections'!$AA$7:$AA$4022,1)","v":0},{"$f":"SUMIFS('All interconnections'!$I$7:$I$4022,'All interconnections'!$A$7:$A$4022,$C33,'All interconnections'!$AA$7:$AA$4022,1)","v":0},0,{"$f":"SUMIFS('All interconnections'!$K$7:$K$4022,'All interconnections'!$A$7:$A$4022,$C33,'All interconnections'!$AA$7:$AA$4022,1)","v":0},{"$f":"SUMIFS('All interconnections'!$N$7:$N$4022,'All interconnections'!$A$7:$A$4022,$C33,'All interconnections'!$AA$7:$AA$4022,1)","v":0},{"$f":"SUMIFS('All interconnections'!$Q$7:$Q$4022,'All interconnections'!$A$7:$A$4022,$C33,'All interconnections'!$AA$7:$AA$4022,1)","v":0},{"$f":"SUMIFS('All interconnections'!$T$7:$T$4022,'All interconnections'!$A$7:$A$4022,$C33,'All interconnections'!$AA$7:$AA$4022,1)","v":0},{"$f":"SUMIFS('All interconnections'!$U$7:$U$4022,'All interconnections'!$A$7:$A$4022,$C33,'All interconnections'!$AA$7:$AA$4022,1)","v":0},{"$f":"SUMIFS('All interconnections'!$W$7:$W$4022,'All interconnections'!$A$7:$A$4022,$C33,'All interconnections'!$AA$7:$AA$4022,1)","v":0},{"$f":"SUMIFS('All interconnections'!$X$7:$X$4022,'All interconnections'!$A$7:$A$4022,$C33,'All interconnections'!$AA$7:$AA$4022,1)","v":0},{"$f":"SUMIFS('All interconnections'!$Z$7:$Z$4022,'All interconnections'!$A$7:$A$4022,$C33,'All interconnections'!$AA$7:$AA$4022,1)","v":0},0,0,0,0,0]
[null,1,26,{"$f":"SUMIFS('All interconnections'!$C$7:$C$4022,'All interconnections'!$A$7:$A$4022,$C34,'All interconnections'!$AA$7:$AA$4022,1)","v":0},0,{"$f":"SUMIFS('All interconnections'!$E$7:$E$4022,'All interconnections'!$A$7:$A$4022,$C34,'All interconnections'!$AA$7:$AA$4022,1)","v":0},{"$f":"SUMIFS('All interconnections'!$F$7:$F$4022,'All interconnections'!$A$7:$A$4022,$C34,'All interconnections'!$AA$7:$AA$4022,1)","v":0},{"$f":"SUMIFS('All interconnections'!$I$7:$I$4022,'All interconnections'!$A$7:$A$4022,$C34,'All interconnections'!$AA$7:$AA$4022,1)","v":0},0,{"$f":"SUMIFS('All interconnections'!$K$7:$K$4022,'All interconnections'!$A$7:$A$4022,$C34,'All interconnections'!$AA$7:$AA$4022,1)","v":0},{"$f":"SUMIFS('All interconnections'!$N$7:$N$4022,'All interconnections'!$A$7:$A$4022,$C34,'All interconnections'!$AA$7:$AA$4022,1)","v":0},{"$f":"SUMIFS('All interconnections'!$Q$7:$Q$4022,'All interconnections'!$A$7:$A$4022,$C34,'All interconnections'!$AA$7:$AA$4022,1)","v":0},{"$f":"SUMIFS('All interconnections'!$T$7:$T$4022,'All interconnections'!$A$7:$A$4022,$C34,'All interconnections'!$AA$7:$AA$4022,1)","v":0},{"$f":"SUMIFS('All interconnections'!$U$7:$U$4022,'All interconnections'!$A$7:$A$4022,$C34,'All interconnections'!$AA$7:$AA$4022,1)","v":0},{"$f":"SUMIFS('All interconnections'!$W$7:$W$4022,'All interconnections'!$A$7:$A$4022,$C34,'All interconnections'!$AA$7:$AA$4022,1)","v":0},{"$f":"SUMIFS('All interconnections'!$X$7:$X$4022,'All interconnections'!$A$7:$A$4022,$C34,'All interconnections'!$AA$7:$AA$4022,1)","v":0},{"$f":"SUMIFS('All interconnections'!$Z$7:$Z$4022,'All interconnections'!$A$7:$A$4022,$C34,'All interconnections'!$AA$7:$AA$4022,1)","v":0},0,0,0,0,0]
[null,1,27,{"$f":"SUMIFS('All interconnections'!$C$7:$C$4022,'All interconnections'!$A$7:$A$4022,$C35,'All interconnections'!$AA$7:$AA$4022,1)","v":0},0,{"$f":"SUMIFS('All interconnections'!$E$7:$E$4022,'All interconnections'!$A$7:$A$4022,$C35,'All interconnections'!$AA$7:$AA$4022,1)","v":0},{"$f":"SUMIFS('All interconnections'!$F$7:$F$4022,'All interconnections'!$A$7:$A$4022,$C35,'All interconnections'!$AA$7:$AA$4022,1)","v":0},{"$f":"SUMIFS('All interconnections'!$I$7:$I$4022,'All interconnections'!$A$7:$A$4022,$C35,'All interconnections'!$AA$7:$AA$4022,1)","v":0},0,{"$f":"SUMIFS('All interconnections'!$K$7:$K$4022,'All interconnections'!$A$7:$A$4022,$C35,'All interconnections'!$AA$7:$AA$4022,1)","v":0},{"$f":"SUMIFS('All interconnections'!$N$7:$N$4022,'All interconnections'!$A$7:$A$4022,$C35,'All interconnections'!$AA$7:$AA$4022,1)","v":0},{"$f":"SUMIFS('All interconnections'!$Q$7:$Q$4022,'All interconnections'!$A$7:$A$4022,$C35,'All interconnections'!$AA$7:$AA$4022,1)","v":0},{"$f":"SUMIFS('All interconnections'!$T$7:$T$4022,'All interconnections'!$A$7:$A$4022,$C35,'All interconnections'!$AA$7:$AA$4022,1)","v":0},{"$f":"SUMIFS('All interconnections'!$U$7:$U$4022,'All interconnections'!$A$7:$A$4022,$C35,'All interconnections'!$AA$7:$AA$4022,1)","v":0},{"$f":"SUMIFS('All interconnections'!$W$7:$W$4022,'All interconnections'!$A$7:$A$4022,$C35,'All interconnections'!$AA$7:$AA$4022,1)","v":0},{"$f":"SUMIFS('All interconnections'!$X$7:$X$4022,'All interconnections'!$A$7:$A$4022,$C35,'All interconnections'!$AA$7:$AA$4022,1)","v":0},{"$f":"SUMIFS('All interconnections'!$Z$7:$Z$4022,'All interconnections'!$A$7:$A$4022,$C35,'All interconnections'!$AA$7:$AA$4022,1)","v":0},0,0,0,0,0]
[null,1,28,{"$f":"SUMIFS('All interconnections'!$C$7:$C$4022,'All interconnections'!$A$7:$A$4022,$C36,'All interconnections'!$AA$7:$AA$4022,1)","v":0},0,{"$f":"SUMIFS('All interconnections'!$E$7:$E$4022,'All interconnections'!$A$7:$A$4022,$C36,'All interconnections'!$AA$7:$AA$4022,1)","v":0},{"$f":"SUMIFS('All interconnections'!$F$7:$F$4022,'All interconnections'!$A$7:$A$4022,$C36,'All interconnections'!$AA$7:$AA$4022,1)","v":0},{"$f":"SUMIFS('All interconnections'!$I$7:$I$4022,'All interconnections'!$A$7:$A$4022,$C36,'All interconnections'!$AA$7:$AA$4022,1)","v":0},0,{"$f":"SUMIFS('All interconnections'!$K$7:$K$4022,'All interconnections'!$A$7:$A$4022,$C36,'All interconnections'!$AA$7:$AA$4022,1)","v":0},{"$f":"SUMIFS('All interconnections'!$N$7:$N$4022,'All interconnections'!$A$7:$A$4022,$C36,'All interconnections'!$AA$7:$AA$4022,1)","v":0},{"$f":"SUMIFS('All interconnections'!$Q$7:$Q$4022,'All interconnections'!$A$7:$A$4022,$C36,'All interconnections'!$AA$7:$AA$4022,1)","v":0},{"$f":"SUMIFS('All interconnections'!$T$7:$T$4022,'All interconnections'!$A$7:$A$4022,$C36,'All interconnections'!$AA$7:$AA$4022,1)","v":0},{"$f":"SUMIFS('All interconnections'!$U$7:$U$4022,'All interconnections'!$A$7:$A$4022,$C36,'All interconnections'!$AA$7:$AA$4022,1)","v":0},{"$f":"SUMIFS('All interconnections'!$W$7:$W$4022,'All interconnections'!$A$7:$A$4022,$C36,'All interconnections'!$AA$7:$AA$4022,1)","v":0},{"$f":"SUMIFS('All interconnections'!$X$7:$X$4022,'All interconnections'!$A$7:$A$4022,$C36,'All interconnections'!$AA$7:$AA$4022,1)","v":0},{"$f":"SUMIFS('All interconnections'!$Z$7:$Z$4022,'All interconnections'!$A$7:$A$4022,$C36,'All interconnections'!$AA$7:$AA$4022,1)","v":0},0,0,0,0,0]
[null,1,29,{"$f":"SUMIFS('All interconnections'!$C$7:$C$4022,'All interconnections'!$A$7:$A$4022,$C37,'All interconnections'!$AA$7:$AA$4022,1)","v":0},0,{"$f":"SUMIFS('All interconnections'!$E$7:$E$4022,'All interconnections'!$A$7:$A$4022,$C37,'All interconnections'!$AA$7:$AA$4022,1)","v":0},{"$f":"SUMIFS('All interconnections'!$F$7:$F$4022,'All interconnections'!$A$7:$A$4022,$C37,'All interconnections'!$AA$7:$AA$4022,1)","v":0},{"$f":"SUMIFS('All interconnections'!$I$7:$I$4022,'All interconnections'!$A$7:$A$4022,$C37,'All interconnections'!$AA$7:$AA$4022,1)","v":0},0,{"$f":"SUMIFS('All interconnections'!$K$7:$K$4022,'All interconnections'!$A$7:$A$4022,$C37,'All interconnections'!$AA$7:$AA$4022,1)","v":0},{"$f":"SUMIFS('All interconnections'!$N$7:$N$4022,'All interconnections'!$A$7:$A$4022,$C37,'All interconnections'!$AA$7:$AA$4022,1)","v":0},{"$f":"SUMIFS('All interconnections'!$Q$7:$Q$4022,'All interconnections'!$A$7:$A$4022,$C37,'All interconnections'!$AA$7:$AA$4022,1)","v":0},{"$f":"SUMIFS('All interconnections'!$T$7:$T$4022,'All interconnections'!$A$7:$A$4022,$C37,'All interconnections'!$AA$7:$AA$4022,1)","v":0},{"$f":"SUMIFS('All interconnections'!$U$7:$U$4022,'All interconnections'!$A$7:$A$4022,$C37,'All interconnections'!$AA$7:$AA$4022,1)","v":0},{"$f":"SUMIFS('All interconnections'!$W$7:$W$4022,'All interconnections'!$A$7:$A$4022,$C37,'All interconnections'!$AA$7:$AA$4022,1)","v":0},{"$f":"SUMIFS('All interconnections'!$X$7:$X$4022,'All interconnections'!$A$7:$A$4022,$C37,'All interconnections'!$AA$7:$AA$4022,1)","v":0},{"$f":"SUMIFS('All interconnections'!$Z$7:$Z$4022,'All interconnections'!$A$7:$A$4022,$C37,'All interconnections'!$AA$7:$AA$4022,1)","v":0},0,0,0,0,0]
[null,1,30,{"$f":"SUMIFS('All interconnections'!$C$7:$C$4022,'All interconnections'!$A$7:$A$4022,$C38,'All interconnections'!$AA$7:$AA$4022,1)","v":0},0,{"$f":"SUMIFS('All interconnections'!$E$7:$E$4022,'All interconnections'!$A$7:$A$4022,$C38,'All interconnections'!$AA$7:$AA$4022,1)","v":0},{"$f":"SUMIFS('All interconnections'!$F$7:$F$4022,'All interconnections'!$A$7:$A$4022,$C38,'All interconnections'!$AA$7:$AA$4022,1)","v":0},{"$f":"SUMIFS('All interconnections'!$I$7:$I$4022,'All interconnections'!$A$7:$A$4022,$C38,'All interconnections'!$AA$7:$AA$4022,1)","v":0},0,{"$f":"SUMIFS('All interconnections'!$K$7:$K$4022,'All interconnections'!$A$7:$A$4022,$C38,'All interconnections'!$AA$7:$AA$4022,1)","v":0},{"$f":"SUMIFS('All interconnections'!$N$7:$N$4022,'All interconnections'!$A$7:$A$4022,$C38,'All interconnections'!$AA$7:$AA$4022,1)","v":0},{"$f":"SUMIFS('All interconnections'!$Q$7:$Q$4022,'All interconnections'!$A$7:$A$4022,$C38,'All interconnections'!$AA$7:$AA$4022,1)","v":0},{"$f":"SUMIFS('All interconnections'!$T$7:$T$4022,'All interconnections'!$A$7:$A$4022,$C38,'All interconnections'!$AA$7:$AA$4022,1)","v":0},{"$f":"SUMIFS('All interconnections'!$U$7:$U$4022,'All interconnections'!$A$7:$A$4022,$C38,'All interconnections'!$AA$7:$AA$4022,1)","v":0},{"$f":"SUMIFS('All interconnections'!$W$7:$W$4022,'All interconnections'!$A$7:$A$4022,$C38,'All interconnections'!$AA$7:$AA$4022,1)","v":0},{"$f":"SUMIFS('All interconnections'!$X$7:$X$4022,'All interconnections'!$A$7:$A$4022,$C38,'All interconnections'!$AA$7:$AA$4022,1)","v":0},{"$f":"SUMIFS('All interconnections'!$Z$7:$Z$4022,'All interconnections'!$A$7:$A$4022,$C38,'All interconnections'!$AA$7:$AA$4022,1)","v":0},0,0,0,0,0]
[null,1,31,{"$f":"SUMIFS('All interconnections'!$C$7:$C$4022,'All interconnections'!$A$7:$A$4022,$C39,'All interconnections'!$AA$7:$AA$4022,1)","v":0},0,{"$f":"SUMIFS('All interconnections'!$E$7:$E$4022,'All interconnections'!$A$7:$A$4022,$C39,'All interconnections'!$AA$7:$AA$4022,1)","v":0},{"$f":"SUMIFS('All interconnections'!$F$7:$F$4022,'All interconnections'!$A$7:$A$4022,$C39,'All interconnections'!$AA$7:$AA$4022,1)","v":0},{"$f":"SUMIFS('All interconnections'!$I$7:$I$4022,'All interconnections'!$A$7:$A$4022,$C39,'All interconnections'!$AA$7:$AA$4022,1)","v":0},0,{"$f":"SUMIFS('All interconnections'!$K$7:$K$4022,'All interconnections'!$A$7:$A$4022,$C39,'All interconnections'!$AA$7:$AA$4022,1)","v":0},{"$f":"SUMIFS('All interconnections'!$N$7:$N$4022,'All interconnections'!$A$7:$A$4022,$C39,'All interconnections'!$AA$7:$AA$4022,1)","v":0},{"$f":"SUMIFS('All interconnections'!$Q$7:$Q$4022,'All interconnections'!$A$7:$A$4022,$C39,'All interconnections'!$AA$7:$AA$4022,1)","v":0},{"$f":"SUMIFS('All interconnections'!$T$7:$T$4022,'All interconnections'!$A$7:$A$4022,$C39,'All interconnections'!$AA$7:$AA$4022,1)","v":0},{"$f":"SUMIFS('All interconnections'!$U$7:$U$4022,'All interconnections'!$A$7:$A$4022,$C39,'All interconnections'!$AA$7:$AA$4022,1)","v":0},{"$f":"SUMIFS('All interconnections'!$W$7:$W$4022,'All interconnections'!$A$7:$A$4022,$C39,'All interconnections'!$AA$7:$AA$4022,1)","v":0},{"$f":"SUMIFS('All interconnections'!$X$7:$X$4022,'All interconnections'!$A$7:$A$4022,$C39,'All interconnections'!$AA$7:$AA$4022,1)","v":0},{"$f":"SUMIFS('All interconnections'!$Z$7:$Z$4022,'All interconnections'!$A$7:$A$4022,$C39,'All interconnections'!$AA$7:$AA$4022,1)","v":0},0,0,0,0,0]
[null,1,32,{"$f":"SUMIFS('All interconnections'!$C$7:$C$4022,'All interconnections'!$A$7:$A$4022,$C40,'All interconnections'!$AA$7:$AA$4022,1)","v":0},0,{"$f":"SUMIFS('All interconnections'!$E$7:$E$4022,'All interconnections'!$A$7:$A$4022,$C40,'All interconnections'!$AA$7:$AA$4022,1)","v":0},{"$f":"SUMIFS('All interconnections'!$F$7:$F$4022,'All interconnections'!$A$7:$A$4022,$C40,'All interconnections'!$AA$7:$AA$4022,1)","v":0},{"$f":"SUMIFS('All interconnections'!$I$7:$I$4022,'All interconnections'!$A$7:$A$4022,$C40,'All interconnections'!$AA$7:$AA$4022,1)","v":0},0,{"$f":"SUMIFS('All interconnections'!$K$7:$K$4022,'All interconnections'!$A$7:$A$4022,$C40,'All interconnections'!$AA$7:$AA$4022,1)","v":0},{"$f":"SUMIFS('All interconnections'!$N$7:$N$4022,'All interconnections'!$A$7:$A$4022,$C40,'All interconnections'!$AA$7:$AA$4022,1)","v":0},{"$f":"SUMIFS('All interconnections'!$Q$7:$Q$4022,'All interconnections'!$A$7:$A$4022,$C40,'All interconnections'!$AA$7:$AA$4022,1)","v":0},{"$f":"SUMIFS('All interconnections'!$T$7:$T$4022,'All interconnections'!$A$7:$A$4022,$C40,'All interconnections'!$AA$7:$AA$4022,1)","v":0},{"$f":"SUMIFS('All interconnections'!$U$7:$U$4022,'All interconnections'!$A$7:$A$4022,$C40,'All interconnections'!$AA$7:$AA$4022,1)","v":0},{"$f":"SUMIFS('All interconnections'!$W$7:$W$4022,'All interconnections'!$A$7:$A$4022,$C40,'All interconnections'!$AA$7:$AA$4022,1)","v":0},{"$f":"SUMIFS('All interconnections'!$X$7:$X$4022,'All interconnections'!$A$7:$A$4022,$C40,'All interconnections'!$AA$7:$AA$4022,1)","v":0},{"$f":"SUMIFS('All interconnections'!$Z$7:$Z$4022,'All interconnections'!$A$7:$A$4022,$C40,'All interconnections'!$AA$7:$AA$4022,1)","v":0},0,0,0,0,0]
[null,1,33,{"$f":"SUMIFS('All interconnections'!$C$7:$C$4022,'All interconnections'!$A$7:$A$4022,$C41,'All interconnections'!$AA$7:$AA$4022,1)","v":0},{"$f":"IF($D41=0,,INDEX(lst_WRZ_sorted,$D41,1))","v":0},{"$f":"SUMIFS('All interconnections'!$E$7:$E$4022,'All interconnections'!$A$7:$A$4022,$C41,'All interconnections'!$AA$7:$AA$4022,1)","v":0},{"$f":"SUMIFS('All interconnections'!$F$7:$F$4022,'All interconnections'!$A$7:$A$4022,$C41,'All interconnections'!$AA$7:$AA$4022,1)","v":0},{"$f":"SUMIFS('All interconnections'!$I$7:$I$4022,'All interconnections'!$A$7:$A$4022,$C41,'All interconnections'!$AA$7:$AA$4022,1)","v":0},{"$f":"IF($H41=0,,INDEX(lst_WRZ_sorted,$H41,1))","v":0},{"$f":"SUMIFS('All interconnections'!$K$7:$K$4022,'All interconnections'!$A$7:$A$4022,$C41,'All interconnections'!$AA$7:$AA$4022,1)","v":0},{"$f":"SUMIFS('All interconnections'!$N$7:$N$4022,'All interconnections'!$A$7:$A$4022,$C41,'All interconnections'!$AA$7:$AA$4022,1)","v":0},{"$f":"SUMIFS('All interconnections'!$Q$7:$Q$4022,'All interconnections'!$A$7:$A$4022,$C41,'All interconnections'!$AA$7:$AA$4022,1)","v":0},{"$f":"SUMIFS('All interconnections'!$T$7:$T$4022,'All interconnections'!$A$7:$A$4022,$C41,'All interconnections'!$AA$7:$AA$4022,1)","v":0},{"$f":"SUMIFS('All interconnections'!$U$7:$U$4022,'All interconnections'!$A$7:$A$4022,$C41,'All interconnections'!$AA$7:$AA$4022,1)","v":0},{"$f":"SUMIFS('All interconnections'!$W$7:$W$4022,'All interconnections'!$A$7:$A$4022,$C41,'All interconnections'!$AA$7:$AA$4022,1)","v":0},{"$f":"SUMIFS('All interconnections'!$X$7:$X$4022,'All interconnections'!$A$7:$A$4022,$C41,'All interconnections'!$AA$7:$AA$4022,1)","v":0},{"$f":"SUMIFS('All interconnections'!$Z$7:$Z$4022,'All interconnections'!$A$7:$A$4022,$C41,'All interconnections'!$AA$7:$AA$4022,1)","v":0},{"$f":"IFERROR(Q41/$Q$59,)","v":0},{"$f":"IF(Q41=0,,I41&\" to \"&E41)","v":0},{"$f":"IF(H41=0,,IF(LEFT(I41,3)=LEFT(E41,3),\"INTRA\",\"INTER\"))","v":0},{"$f":"IF(T41=\"INTER\",Q41,)","v":0},{"$f":"IF(U41=0,Q41,)","v":0}]
[null,1,34,{"$f":"SUMIFS('All interconnections'!$C$7:$C$4022,'All interconnections'!$A$7:$A$4022,$C42,'All interconnections'!$AA$7:$AA$4022,1)","v":0},0,{"$f":"SUMIFS('All interconnections'!$E$7:$E$4022,'All interconnections'!$A$7:$A$4022,$C42,'All interconnections'!$AA$7:$AA$4022,1)","v":0},{"$f":"SUMIFS('All interconnections'!$F$7:$F$4022,'All interconnections'!$A$7:$A$4022,$C42,'All interconnections'!$AA$7:$AA$4022,1)","v":0},{"$f":"SUMIFS('All interconnections'!$I$7:$I$4022,'All interconnections'!$A$7:$A$4022,$C42,'All interconnections'!$AA$7:$AA$4022,1)","v":0},0,{"$f":"SUMIFS('All interconnections'!$K$7:$K$4022,'All interconnections'!$A$7:$A$4022,$C42,'All interconnections'!$AA$7:$AA$4022,1)","v":0},{"$f":"SUMIFS('All interconnections'!$N$7:$N$4022,'All interconnections'!$A$7:$A$4022,$C42,'All interconnections'!$AA$7:$AA$4022,1)","v":0},{"$f":"SUMIFS('All interconnections'!$Q$7:$Q$4022,'All interconnections'!$A$7:$A$4022,$C42,'All interconnections'!$AA$7:$AA$4022,1)","v":0},{"$f":"SUMIFS('All interconnections'!$T$7:$T$4022,'All interconnections'!$A$7:$A$4022,$C42,'All interconnections'!$AA$7:$AA$4022,1)","v":0},{"$f":"SUMIFS('All interconnections'!$U$7:$U$4022,'All interconnections'!$A$7:$A$4022,$C42,'All interconnections'!$AA$7:$AA$4022,1)","v":0},{"$f":"SUMIFS('All interconnections'!$W$7:$W$4022,'All interconnections'!$A$7:$A$4022,$C42,'All interconnections'!$AA$7:$AA$4022,1)","v":0},{"$f":"SUMIFS('All interconnections'!$X$7:$X$4022,'All interconnections'!$A$7:$A$4022,$C42,'All interconnections'!$AA$7:$AA$4022,1)","v":0},{"$f":"SUMIFS('All interconnections'!$Z$7:$Z$4022,'All interconnections'!$A$7:$A$4022,$C42,'All interconnections'!$AA$7:$AA$4022,1)","v":0},0,0,0,0,0]
[null,1,35,{"$f":"SUMIFS('All interconnections'!$C$7:$C$4022,'All interconnections'!$A$7:$A$4022,$C43,'All interconnections'!$AA$7:$AA$4022,1)","v":0},0,{"$f":"SUMIFS('All interconnections'!$E$7:$E$4022,'All interconnections'!$A$7:$A$4022,$C43,'All interconnections'!$AA$7:$AA$4022,1)","v":0},{"$f":"SUMIFS('All interconnections'!$F$7:$F$4022,'All interconnections'!$A$7:$A$4022,$C43,'All interconnections'!$AA$7:$AA$4022,1)","v":0},{"$f":"SUMIFS('All interconnections'!$I$7:$I$4022,'All interconnections'!$A$7:$A$4022,$C43,'All interconnections'!$AA$7:$AA$4022,1)","v":0},0,{"$f":"SUMIFS('All interconnections'!$K$7:$K$4022,'All interconnections'!$A$7:$A$4022,$C43,'All interconnections'!$AA$7:$AA$4022,1)","v":0},{"$f":"SUMIFS('All interconnections'!$N$7:$N$4022,'All interconnections'!$A$7:$A$4022,$C43,'All interconnections'!$AA$7:$AA$4022,1)","v":0},{"$f":"SUMIFS('All interconnections'!$Q$7:$Q$4022,'All interconnections'!$A$7:$A$4022,$C43,'All interconnections'!$AA$7:$AA$4022,1)","v":0},{"$f":"SUMIFS('All interconnections'!$T$7:$T$4022,'All interconnections'!$A$7:$A$4022,$C43,'All interconnections'!$AA$7:$AA$4022,1)","v":0},{"$f":"SUMIFS('All interconnections'!$U$7:$U$4022,'All interconnections'!$A$7:$A$4022,$C43,'All interconnections'!$AA$7:$AA$4022,1)","v":0},{"$f":"SUMIFS('All interconnections'!$W$7:$W$4022,'All interconnections'!$A$7:$A$4022,$C43,'All interconnections'!$AA$7:$AA$4022,1)","v":0},{"$f":"SUMIFS('All interconnections'!$X$7:$X$4022,'All interconnections'!$A$7:$A$4022,$C43,'All interconnections'!$AA$7:$AA$4022,1)","v":0},{"$f":"SUMIFS('All interconnections'!$Z$7:$Z$4022,'All interconnections'!$A$7:$A$4022,$C43,'All interconnections'!$AA$7:$AA$4022,1)","v":0},0,0,0,0,0]
[null,1,36,{"$f":"SUMIFS('All interconnections'!$C$7:$C$4022,'All interconnections'!$A$7:$A$4022,$C44,'All interconnections'!$AA$7:$AA$4022,1)","v":0},0,{"$f":"SUMIFS('All interconnections'!$E$7:$E$4022,'All interconnections'!$A$7:$A$4022,$C44,'All interconnections'!$AA$7:$AA$4022,1)","v":0},{"$f":"SUMIFS('All interconnections'!$F$7:$F$4022,'All interconnections'!$A$7:$A$4022,$C44,'All interconnections'!$AA$7:$AA$4022,1)","v":0},{"$f":"SUMIFS('All interconnections'!$I$7:$I$4022,'All interconnections'!$A$7:$A$4022,$C44,'All interconnections'!$AA$7:$AA$4022,1)","v":0},0,{"$f":"SUMIFS('All interconnections'!$K$7:$K$4022,'All interconnections'!$A$7:$A$4022,$C44,'All interconnections'!$AA$7:$AA$4022,1)","v":0},{"$f":"SUMIFS('All interconnections'!$N$7:$N$4022,'All interconnections'!$A$7:$A$4022,$C44,'All interconnections'!$AA$7:$AA$4022,1)","v":0},{"$f":"SUMIFS('All interconnections'!$Q$7:$Q$4022,'All interconnections'!$A$7:$A$4022,$C44,'All interconnections'!$AA$7:$AA$4022,1)","v":0},{"$f":"SUMIFS('All interconnections'!$T$7:$T$4022,'All interconnections'!$A$7:$A$4022,$C44,'All interconnections'!$AA$7:$AA$4022,1)","v":0},{"$f":"SUMIFS('All interconnections'!$U$7:$U$4022,'All interconnections'!$A$7:$A$4022,$C44,'All interconnections'!$AA$7:$AA$4022,1)","v":0},{"$f":"SUMIFS('All interconnections'!$W$7:$W$4022,'All interconnections'!$A$7:$A$4022,$C44,'All interconnections'!$AA$7:$AA$4022,1)","v":0},{"$f":"SUMIFS('All interconnections'!$X$7:$X$4022,'All interconnections'!$A$7:$A$4022,$C44,'All interconnections'!$AA$7:$AA$4022,1)","v":0},{"$f":"SUMIFS('All interconnections'!$Z$7:$Z$4022,'All interconnections'!$A$7:$A$4022,$C44,'All interconnections'!$AA$7:$AA$4022,1)","v":0},0,0,0,0,0]
[null,1,37,{"$f":"SUMIFS('All interconnections'!$C$7:$C$4022,'All interconnections'!$A$7:$A$4022,$C45,'All interconnections'!$AA$7:$AA$4022,1)","v":0},0,{"$f":"SUMIFS('All interconnections'!$E$7:$E$4022,'All interconnections'!$A$7:$A$4022,$C45,'All interconnections'!$AA$7:$AA$4022,1)","v":0},{"$f":"SUMIFS('All interconnections'!$F$7:$F$4022,'All interconnections'!$A$7:$A$4022,$C45,'All interconnections'!$AA$7:$AA$4022,1)","v":0},{"$f":"SUMIFS('All interconnections'!$I$7:$I$4022,'All interconnections'!$A$7:$A$4022,$C45,'All interconnections'!$AA$7:$AA$4022,1)","v":0},0,{"$f":"SUMIFS('All interconnections'!$K$7:$K$4022,'All interconnections'!$A$7:$A$4022,$C45,'All interconnections'!$AA$7:$AA$4022,1)","v":0},{"$f":"SUMIFS('All interconnections'!$N$7:$N$4022,'All interconnections'!$A$7:$A$4022,$C45,'All interconnections'!$AA$7:$AA$4022,1)","v":0},{"$f":"SUMIFS('All interconnections'!$Q$7:$Q$4022,'All interconnections'!$A$7:$A$4022,$C45,'All interconnections'!$AA$7:$AA$4022,1)","v":0},{"$f":"SUMIFS('All interconnections'!$T$7:$T$4022,'All interconnections'!$A$7:$A$4022,$C45,'All interconnections'!$AA$7:$AA$4022,1)","v":0},{"$f":"SUMIFS('All interconnections'!$U$7:$U$4022,'All interconnections'!$A$7:$A$4022,$C45,'All interconnections'!$AA$7:$AA$4022,1)","v":0},{"$f":"SUMIFS('All interconnections'!$W$7:$W$4022,'All interconnections'!$A$7:$A$4022,$C45,'All interconnections'!$AA$7:$AA$4022,1)","v":0},{"$f":"SUMIFS('All interconnections'!$X$7:$X$4022,'All interconnections'!$A$7:$A$4022,$C45,'All interconnections'!$AA$7:$AA$4022,1)","v":0},{"$f":"SUMIFS('All interconnections'!$Z$7:$Z$4022,'All interconnections'!$A$7:$A$4022,$C45,'All interconnections'!$AA$7:$AA$4022,1)","v":0},0,0,0,0,0]
[null,1,38,{"$f":"SUMIFS('All interconnections'!$C$7:$C$4022,'All interconnections'!$A$7:$A$4022,$C46,'All interconnections'!$AA$7:$AA$4022,1)","v":0},0,{"$f":"SUMIFS('All interconnections'!$E$7:$E$4022,'All interconnections'!$A$7:$A$4022,$C46,'All interconnections'!$AA$7:$AA$4022,1)","v":0},{"$f":"SUMIFS('All interconnections'!$F$7:$F$4022,'All interconnections'!$A$7:$A$4022,$C46,'All interconnections'!$AA$7:$AA$4022,1)","v":0},{"$f":"SUMIFS('All interconnections'!$I$7:$I$4022,'All interconnections'!$A$7:$A$4022,$C46,'All interconnections'!$AA$7:$AA$4022,1)","v":0},0,{"$f":"SUMIFS('All interconnections'!$K$7:$K$4022,'All interconnections'!$A$7:$A$4022,$C46,'All interconnections'!$AA$7:$AA$4022,1)","v":0},{"$f":"SUMIFS('All interconnections'!$N$7:$N$4022,'All interconnections'!$A$7:$A$4022,$C46,'All interconnections'!$AA$7:$AA$4022,1)","v":0},{"$f":"SUMIFS('All interconnections'!$Q$7:$Q$4022,'All interconnections'!$A$7:$A$4022,$C46,'All interconnections'!$AA$7:$AA$4022,1)","v":0},{"$f":"SUMIFS('All interconnections'!$T$7:$T$4022,'All interconnections'!$A$7:$A$4022,$C46,'All interconnections'!$AA$7:$AA$4022,1)","v":0},{"$f":"SUMIFS('All interconnections'!$U$7:$U$4022,'All interconnections'!$A$7:$A$4022,$C46,'All interconnections'!$AA$7:$AA$4022,1)","v":0},{"$f":"SUMIFS('All interconnections'!$W$7:$W$4022,'All interconnections'!$A$7:$A$4022,$C46,'All interconnections'!$AA$7:$AA$4022,1)","v":0},{"$f":"SUMIFS('All interconnections'!$X$7:$X$4022,'All interconnections'!$A$7:$A$4022,$C46,'All interconnections'!$AA$7:$AA$4022,1)","v":0},{"$f":"SUMIFS('All interconnections'!$Z$7:$Z$4022,'All interconnections'!$A$7:$A$4022,$C46,'All interconnections'!$AA$7:$AA$4022,1)","v":0},0,0,0,0,0]
[null,1,39,{"$f":"SUMIFS('All interconnections'!$C$7:$C$4022,'All interconnections'!$A$7:$A$4022,$C47,'All interconnections'!$AA$7:$AA$4022,1)","v":0},0,{"$f":"SUMIFS('All interconnections'!$E$7:$E$4022,'All interconnections'!$A$7:$A$4022,$C47,'All interconnections'!$AA$7:$AA$4022,1)","v":0},{"$f":"SUMIFS('All interconnections'!$F$7:$F$4022,'All interconnections'!$A$7:$A$4022,$C47,'All interconnections'!$AA$7:$AA$4022,1)","v":0},{"$f":"SUMIFS('All interconnections'!$I$7:$I$4022,'All interconnections'!$A$7:$A$4022,$C47,'All interconnections'!$AA$7:$AA$4022,1)","v":0},0,{"$f":"SUMIFS('All interconnections'!$K$7:$K$4022,'All interconnections'!$A$7:$A$4022,$C47,'All interconnections'!$AA$7:$AA$4022,1)","v":0},{"$f":"SUMIFS('All interconnections'!$N$7:$N$4022,'All interconnections'!$A$7:$A$4022,$C47,'All interconnections'!$AA$7:$AA$4022,1)","v":0},{"$f":"SUMIFS('All interconnections'!$Q$7:$Q$4022,'All interconnections'!$A$7:$A$4022,$C47,'All interconnections'!$AA$7:$AA$4022,1)","v":0},{"$f":"SUMIFS('All interconnections'!$T$7:$T$4022,'All interconnections'!$A$7:$A$4022,$C47,'All interconnections'!$AA$7:$AA$4022,1)","v":0},{"$f":"SUMIFS('All interconnections'!$U$7:$U$4022,'All interconnections'!$A$7:$A$4022,$C47,'All interconnections'!$AA$7:$AA$4022,1)","v":0},{"$f":"SUMIFS('All interconnections'!$W$7:$W$4022,'All interconnections'!$A$7:$A$4022,$C47,'All interconnections'!$AA$7:$AA$4022,1)","v":0},{"$f":"SUMIFS('All interconnections'!$X$7:$X$4022,'All interconnections'!$A$7:$A$4022,$C47,'All interconnections'!$AA$7:$AA$4022,1)","v":0},{"$f":"SUMIFS('All interconnections'!$Z$7:$Z$4022,'All interconnections'!$A$7:$A$4022,$C47,'All interconnections'!$AA$7:$AA$4022,1)","v":0},0,0,0,0,0]
[null,1,40,{"$f":"SUMIFS('All interconnections'!$C$7:$C$4022,'All interconnections'!$A$7:$A$4022,$C48,'All interconnections'!$AA$7:$AA$4022,1)","v":0},0,{"$f":"SUMIFS('All interconnections'!$E$7:$E$4022,'All interconnections'!$A$7:$A$4022,$C48,'All interconnections'!$AA$7:$AA$4022,1)","v":0},{"$f":"SUMIFS('All interconnections'!$F$7:$F$4022,'All interconnections'!$A$7:$A$4022,$C48,'All interconnections'!$AA$7:$AA$4022,1)","v":0},{"$f":"SUMIFS('All interconnections'!$I$7:$I$4022,'All interconnections'!$A$7:$A$4022,$C48,'All interconnections'!$AA$7:$AA$4022,1)","v":0},0,{"$f":"SUMIFS('All interconnections'!$K$7:$K$4022,'All interconnections'!$A$7:$A$4022,$C48,'All interconnections'!$AA$7:$AA$4022,1)","v":0},{"$f":"SUMIFS('All interconnections'!$N$7:$N$4022,'All interconnections'!$A$7:$A$4022,$C48,'All interconnections'!$AA$7:$AA$4022,1)","v":0},{"$f":"SUMIFS('All interconnections'!$Q$7:$Q$4022,'All interconnections'!$A$7:$A$4022,$C48,'All interconnections'!$AA$7:$AA$4022,1)","v":0},{"$f":"SUMIFS('All interconnections'!$T$7:$T$4022,'All interconnections'!$A$7:$A$4022,$C48,'All interconnections'!$AA$7:$AA$4022,1)","v":0},{"$f":"SUMIFS('All interconnections'!$U$7:$U$4022,'All interconnections'!$A$7:$A$4022,$C48,'All interconnections'!$AA$7:$AA$4022,1)","v":0},{"$f":"SUMIFS('All interconnections'!$W$7:$W$4022,'All interconnections'!$A$7:$A$4022,$C48,'All interconnections'!$AA$7:$AA$4022,1)","v":0},{"$f":"SUMIFS('All interconnections'!$X$7:$X$4022,'All interconnections'!$A$7:$A$4022,$C48,'All interconnections'!$AA$7:$AA$4022,1)","v":0},{"$f":"SUMIFS('All interconnections'!$Z$7:$Z$4022,'All interconnections'!$A$7:$A$4022,$C48,'All interconnections'!$AA$7:$AA$4022,1)","v":0},0,0,0,0,0]
[null,1,41,{"$f":"SUMIFS('All interconnections'!$C$7:$C$4022,'All interconnections'!$A$7:$A$4022,$C49,'All interconnections'!$AA$7:$AA$4022,1)","v":0},0,{"$f":"SUMIFS('All interconnections'!$E$7:$E$4022,'All interconnections'!$A$7:$A$4022,$C49,'All interconnections'!$AA$7:$AA$4022,1)","v":0},{"$f":"SUMIFS('All interconnections'!$F$7:$F$4022,'All interconnections'!$A$7:$A$4022,$C49,'All interconnections'!$AA$7:$AA$4022,1)","v":0},{"$f":"SUMIFS('All interconnections'!$I$7:$I$4022,'All interconnections'!$A$7:$A$4022,$C49,'All interconnections'!$AA$7:$AA$4022,1)","v":0},0,{"$f":"SUMIFS('All interconnections'!$K$7:$K$4022,'All interconnections'!$A$7:$A$4022,$C49,'All interconnections'!$AA$7:$AA$4022,1)","v":0},{"$f":"SUMIFS('All interconnections'!$N$7:$N$4022,'All interconnections'!$A$7:$A$4022,$C49,'All interconnections'!$AA$7:$AA$4022,1)","v":0},{"$f":"SUMIFS('All interconnections'!$Q$7:$Q$4022,'All interconnections'!$A$7:$A$4022,$C49,'All interconnections'!$AA$7:$AA$4022,1)","v":0},{"$f":"SUMIFS('All interconnections'!$T$7:$T$4022,'All interconnections'!$A$7:$A$4022,$C49,'All interconnections'!$AA$7:$AA$4022,1)","v":0},{"$f":"SUMIFS('All interconnections'!$U$7:$U$4022,'All interconnections'!$A$7:$A$4022,$C49,'All interconnections'!$AA$7:$AA$4022,1)","v":0},{"$f":"SUMIFS('All interconnections'!$W$7:$W$4022,'All interconnections'!$A$7:$A$4022,$C49,'All interconnections'!$AA$7:$AA$4022,1)","v":0},{"$f":"SUMIFS('All interconnections'!$X$7:$X$4022,'All interconnections'!$A$7:$A$4022,$C49,'All interconnections'!$AA$7:$AA$4022,1)","v":0},{"$f":"SUMIFS('All interconnections'!$Z$7:$Z$4022,'All interconnections'!$A$7:$A$4022,$C49,'All interconnections'!$AA$7:$AA$4022,1)","v":0},0,0,0,0,0]
[null,1,42,{"$f":"SUMIFS('All interconnections'!$C$7:$C$4022,'All interconnections'!$A$7:$A$4022,$C50,'All interconnections'!$AA$7:$AA$4022,1)","v":0},0,{"$f":"SUMIFS('All interconnections'!$E$7:$E$4022,'All interconnections'!$A$7:$A$4022,$C50,'All interconnections'!$AA$7:$AA$4022,1)","v":0},{"$f":"SUMIFS('All interconnections'!$F$7:$F$4022,'All interconnections'!$A$7:$A$4022,$C50,'All interconnections'!$AA$7:$AA$4022,1)","v":0},{"$f":"SUMIFS('All interconnections'!$I$7:$I$4022,'All interconnections'!$A$7:$A$4022,$C50,'All interconnections'!$AA$7:$AA$4022,1)","v":0},0,{"$f":"SUMIFS('All interconnections'!$K$7:$K$4022,'All interconnections'!$A$7:$A$4022,$C50,'All interconnections'!$AA$7:$AA$4022,1)","v":0},{"$f":"SUMIFS('All interconnections'!$N$7:$N$4022,'All interconnections'!$A$7:$A$4022,$C50,'All interconnections'!$AA$7:$AA$4022,1)","v":0},{"$f":"SUMIFS('All interconnections'!$Q$7:$Q$4022,'All interconnections'!$A$7:$A$4022,$C50,'All interconnections'!$AA$7:$AA$4022,1)","v":0},{"$f":"SUMIFS('All interconnections'!$T$7:$T$4022,'All interconnections'!$A$7:$A$4022,$C50,'All interconnections'!$AA$7:$AA$4022,1)","v":0},{"$f":"SUMIFS('All interconnections'!$U$7:$U$4022,'All interconnections'!$A$7:$A$4022,$C50,'All interconnections'!$AA$7:$AA$4022,1)","v":0},{"$f":"SUMIFS('All interconnections'!$W$7:$W$4022,'All interconnections'!$A$7:$A$4022,$C50,'All interconnections'!$AA$7:$AA$4022,1)","v":0},{"$f":"SUMIFS('All interconnections'!$X$7:$X$4022,'All interconnections'!$A$7:$A$4022,$C50,'All interconnections'!$AA$7:$AA$4022,1)","v":0},{"$f":"SUMIFS('All interconnections'!$Z$7:$Z$4022,'All interconnections'!$A$7:$A$4022,$C50,'All interconnections'!$AA$7:$AA$4022,1)","v":0},0,0,0,0,0]
[null,1,43,{"$f":"SUMIFS('All interconnections'!$C$7:$C$4022,'All interconnections'!$A$7:$A$4022,$C51,'All interconnections'!$AA$7:$AA$4022,1)","v":0},0,{"$f":"SUMIFS('All interconnections'!$E$7:$E$4022,'All interconnections'!$A$7:$A$4022,$C51,'All interconnections'!$AA$7:$AA$4022,1)","v":0},{"$f":"SUMIFS('All interconnections'!$F$7:$F$4022,'All interconnections'!$A$7:$A$4022,$C51,'All interconnections'!$AA$7:$AA$4022,1)","v":0},{"$f":"SUMIFS('All interconnections'!$I$7:$I$4022,'All interconnections'!$A$7:$A$4022,$C51,'All interconnections'!$AA$7:$AA$4022,1)","v":0},0,{"$f":"SUMIFS('All interconnections'!$K$7:$K$4022,'All interconnections'!$A$7:$A$4022,$C51,'All interconnections'!$AA$7:$AA$4022,1)","v":0},{"$f":"SUMIFS('All interconnections'!$N$7:$N$4022,'All interconnections'!$A$7:$A$4022,$C51,'All interconnections'!$AA$7:$AA$4022,1)","v":0},{"$f":"SUMIFS('All interconnections'!$Q$7:$Q$4022,'All interconnections'!$A$7:$A$4022,$C51,'All interconnections'!$AA$7:$AA$4022,1)","v":0},{"$f":"SUMIFS('All interconnections'!$T$7:$T$4022,'All interconnections'!$A$7:$A$4022,$C51,'All interconnections'!$AA$7:$AA$4022,1)","v":0},{"$f":"SUMIFS('All interconnections'!$U$7:$U$4022,'All interconnections'!$A$7:$A$4022,$C51,'All interconnections'!$AA$7:$AA$4022,1)","v":0},{"$f":"SUMIFS('All interconnections'!$W$7:$W$4022,'All interconnections'!$A$7:$A$4022,$C51,'All interconnections'!$AA$7:$AA$4022,1)","v":0},{"$f":"SUMIFS('All interconnections'!$X$7:$X$4022,'All interconnections'!$A$7:$A$4022,$C51,'All interconnections'!$AA$7:$AA$4022,1)","v":0},{"$f":"SUMIFS('All interconnections'!$Z$7:$Z$4022,'All interconnections'!$A$7:$A$4022,$C51,'All interconnections'!$AA$7:$AA$4022,1)","v":0},0,0,0,0,0]
[null,1,44,{"$f":"SUMIFS('All interconnections'!$C$7:$C$4022,'All interconnections'!$A$7:$A$4022,$C52,'All interconnections'!$AA$7:$AA$4022,1)","v":0},0,{"$f":"SUMIFS('All interconnections'!$E$7:$E$4022,'All interconnections'!$A$7:$A$4022,$C52,'All interconnections'!$AA$7:$AA$4022,1)","v":0},{"$f":"SUMIFS('All interconnections'!$F$7:$F$4022,'All interconnections'!$A$7:$A$4022,$C52,'All interconnections'!$AA$7:$AA$4022,1)","v":0},{"$f":"SUMIFS('All interconnections'!$I$7:$I$4022,'All interconnections'!$A$7:$A$4022,$C52,'All interconnections'!$AA$7:$AA$4022,1)","v":0},0,{"$f":"SUMIFS('All interconnections'!$K$7:$K$4022,'All interconnections'!$A$7:$A$4022,$C52,'All interconnections'!$AA$7:$AA$4022,1)","v":0},{"$f":"SUMIFS('All interconnections'!$N$7:$N$4022,'All interconnections'!$A$7:$A$4022,$C52,'All interconnections'!$AA$7:$AA$4022,1)","v":0},{"$f":"SUMIFS('All interconnections'!$Q$7:$Q$4022,'All interconnections'!$A$7:$A$4022,$C52,'All interconnections'!$AA$7:$AA$4022,1)","v":0},{"$f":"SUMIFS('All interconnections'!$T$7:$T$4022,'All interconnections'!$A$7:$A$4022,$C52,'All interconnections'!$AA$7:$AA$4022,1)","v":0},{"$f":"SUMIFS('All interconnections'!$U$7:$U$4022,'All interconnections'!$A$7:$A$4022,$C52,'All interconnections'!$AA$7:$AA$4022,1)","v":0},{"$f":"SUMIFS('All interconnections'!$W$7:$W$4022,'All interconnections'!$A$7:$A$4022,$C52,'All interconnections'!$AA$7:$AA$4022,1)","v":0},{"$f":"SUMIFS('All interconnections'!$X$7:$X$4022,'All interconnections'!$A$7:$A$4022,$C52,'All interconnections'!$AA$7:$AA$4022,1)","v":0},{"$f":"SUMIFS('All interconnections'!$Z$7:$Z$4022,'All interconnections'!$A$7:$A$4022,$C52,'All interconnections'!$AA$7:$AA$4022,1)","v":0},0,0,0,0,0]
[null,1,45,{"$f":"SUMIFS('All interconnections'!$C$7:$C$4022,'All interconnections'!$A$7:$A$4022,$C53,'All interconnections'!$AA$7:$AA$4022,1)","v":0},0,{"$f":"SUMIFS('All interconnections'!$E$7:$E$4022,'All interconnections'!$A$7:$A$4022,$C53,'All interconnections'!$AA$7:$AA$4022,1)","v":0},{"$f":"SUMIFS('All interconnections'!$F$7:$F$4022,'All interconnections'!$A$7:$A$4022,$C53,'All interconnections'!$AA$7:$AA$4022,1)","v":0},{"$f":"SUMIFS('All interconnections'!$I$7:$I$4022,'All interconnections'!$A$7:$A$4022,$C53,'All interconnections'!$AA$7:$AA$4022,1)","v":0},0,{"$f":"SUMIFS('All interconnections'!$K$7:$K$4022,'All interconnections'!$A$7:$A$4022,$C53,'All interconnections'!$AA$7:$AA$4022,1)","v":0},{"$f":"SUMIFS('All interconnections'!$N$7:$N$4022,'All interconnections'!$A$7:$A$4022,$C53,'All interconnections'!$AA$7:$AA$4022,1)","v":0},{"$f":"SUMIFS('All interconnections'!$Q$7:$Q$4022,'All interconnections'!$A$7:$A$4022,$C53,'All interconnections'!$AA$7:$AA$4022,1)","v":0},{"$f":"SUMIFS('All interconnections'!$T$7:$T$4022,'All interconnections'!$A$7:$A$4022,$C53,'All interconnections'!$AA$7:$AA$4022,1)","v":0},{"$f":"SUMIFS('All interconnections'!$U$7:$U$4022,'All interconnections'!$A$7:$A$4022,$C53,'All interconnections'!$AA$7:$AA$4022,1)","v":0},{"$f":"SUMIFS('All interconnections'!$W$7:$W$4022,'All interconnections'!$A$7:$A$4022,$C53,'All interconnections'!$AA$7:$AA$4022,1)","v":0},{"$f":"SUMIFS('All interconnections'!$X$7:$X$4022,'All interconnections'!$A$7:$A$4022,$C53,'All interconnections'!$AA$7:$AA$4022,1)","v":0},{"$f":"SUMIFS('All interconnections'!$Z$7:$Z$4022,'All interconnections'!$A$7:$A$4022,$C53,'All interconnections'!$AA$7:$AA$4022,1)","v":0},0,0,0,0,0]
[null,1,46,{"$f":"SUMIFS('All interconnections'!$C$7:$C$4022,'All interconnections'!$A$7:$A$4022,$C54,'All interconnections'!$AA$7:$AA$4022,1)","v":0},0,{"$f":"SUMIFS('All interconnections'!$E$7:$E$4022,'All interconnections'!$A$7:$A$4022,$C54,'All interconnections'!$AA$7:$AA$4022,1)","v":0},{"$f":"SUMIFS('All interconnections'!$F$7:$F$4022,'All interconnections'!$A$7:$A$4022,$C54,'All interconnections'!$AA$7:$AA$4022,1)","v":0},{"$f":"SUMIFS('All interconnections'!$I$7:$I$4022,'All interconnections'!$A$7:$A$4022,$C54,'All interconnections'!$AA$7:$AA$4022,1)","v":0},0,{"$f":"SUMIFS('All interconnections'!$K$7:$K$4022,'All interconnections'!$A$7:$A$4022,$C54,'All interconnections'!$AA$7:$AA$4022,1)","v":0},{"$f":"SUMIFS('All interconnections'!$N$7:$N$4022,'All interconnections'!$A$7:$A$4022,$C54,'All interconnections'!$AA$7:$AA$4022,1)","v":0},{"$f":"SUMIFS('All interconnections'!$Q$7:$Q$4022,'All interconnections'!$A$7:$A$4022,$C54,'All interconnections'!$AA$7:$AA$4022,1)","v":0},{"$f":"SUMIFS('All interconnections'!$T$7:$T$4022,'All interconnections'!$A$7:$A$4022,$C54,'All interconnections'!$AA$7:$AA$4022,1)","v":0},{"$f":"SUMIFS('All interconnections'!$U$7:$U$4022,'All interconnections'!$A$7:$A$4022,$C54,'All interconnections'!$AA$7:$AA$4022,1)","v":0},{"$f":"SUMIFS('All interconnections'!$W$7:$W$4022,'All interconnections'!$A$7:$A$4022,$C54,'All interconnections'!$AA$7:$AA$4022,1)","v":0},{"$f":"SUMIFS('All interconnections'!$X$7:$X$4022,'All interconnections'!$A$7:$A$4022,$C54,'All interconnections'!$AA$7:$AA$4022,1)","v":0},{"$f":"SUMIFS('All interconnections'!$Z$7:$Z$4022,'All interconnections'!$A$7:$A$4022,$C54,'All interconnections'!$AA$7:$AA$4022,1)","v":0},0,0,0,0,0]
[null,1,47,{"$f":"SUMIFS('All interconnections'!$C$7:$C$4022,'All interconnections'!$A$7:$A$4022,$C55,'All interconnections'!$AA$7:$AA$4022,1)","v":0},0,{"$f":"SUMIFS('All interconnections'!$E$7:$E$4022,'All interconnections'!$A$7:$A$4022,$C55,'All interconnections'!$AA$7:$AA$4022,1)","v":0},{"$f":"SUMIFS('All interconnections'!$F$7:$F$4022,'All interconnections'!$A$7:$A$4022,$C55,'All interconnections'!$AA$7:$AA$4022,1)","v":0},{"$f":"SUMIFS('All interconnections'!$I$7:$I$4022,'All interconnections'!$A$7:$A$4022,$C55,'All interconnections'!$AA$7:$AA$4022,1)","v":0},0,{"$f":"SUMIFS('All interconnections'!$K$7:$K$4022,'All interconnections'!$A$7:$A$4022,$C55,'All interconnections'!$AA$7:$AA$4022,1)","v":0},{"$f":"SUMIFS('All interconnections'!$N$7:$N$4022,'All interconnections'!$A$7:$A$4022,$C55,'All interconnections'!$AA$7:$AA$4022,1)","v":0},{"$f":"SUMIFS('All interconnections'!$Q$7:$Q$4022,'All interconnections'!$A$7:$A$4022,$C55,'All interconnections'!$AA$7:$AA$4022,1)","v":0},{"$f":"SUMIFS('All interconnections'!$T$7:$T$4022,'All interconnections'!$A$7:$A$4022,$C55,'All interconnections'!$AA$7:$AA$4022,1)","v":0},{"$f":"SUMIFS('All interconnections'!$U$7:$U$4022,'All interconnections'!$A$7:$A$4022,$C55,'All interconnections'!$AA$7:$AA$4022,1)","v":0},{"$f":"SUMIFS('All interconnections'!$W$7:$W$4022,'All interconnections'!$A$7:$A$4022,$C55,'All interconnections'!$AA$7:$AA$4022,1)","v":0},{"$f":"SUMIFS('All interconnections'!$X$7:$X$4022,'All interconnections'!$A$7:$A$4022,$C55,'All interconnections'!$AA$7:$AA$4022,1)","v":0},{"$f":"SUMIFS('All interconnections'!$Z$7:$Z$4022,'All interconnections'!$A$7:$A$4022,$C55,'All interconnections'!$AA$7:$AA$4022,1)","v":0},0,0,0,0,0]
[null,1,48,{"$f":"SUMIFS('All interconnections'!$C$7:$C$4022,'All interconnections'!$A$7:$A$4022,$C56,'All interconnections'!$AA$7:$AA$4022,1)","v":0},0,{"$f":"SUMIFS('All interconnections'!$E$7:$E$4022,'All interconnections'!$A$7:$A$4022,$C56,'All interconnections'!$AA$7:$AA$4022,1)","v":0},{"$f":"SUMIFS('All interconnections'!$F$7:$F$4022,'All interconnections'!$A$7:$A$4022,$C56,'All interconnections'!$AA$7:$AA$4022,1)","v":0},{"$f":"SUMIFS('All interconnections'!$I$7:$I$4022,'All interconnections'!$A$7:$A$4022,$C56,'All interconnections'!$AA$7:$AA$4022,1)","v":0},0,{"$f":"SUMIFS('All interconnections'!$K$7:$K$4022,'All interconnections'!$A$7:$A$4022,$C56,'All interconnections'!$AA$7:$AA$4022,1)","v":0},{"$f":"SUMIFS('All interconnections'!$N$7:$N$4022,'All interconnections'!$A$7:$A$4022,$C56,'All interconnections'!$AA$7:$AA$4022,1)","v":0},{"$f":"SUMIFS('All interconnections'!$Q$7:$Q$4022,'All interconnections'!$A$7:$A$4022,$C56,'All interconnections'!$AA$7:$AA$4022,1)","v":0},{"$f":"SUMIFS('All interconnections'!$T$7:$T$4022,'All interconnections'!$A$7:$A$4022,$C56,'All interconnections'!$AA$7:$AA$4022,1)","v":0},{"$f":"SUMIFS('All interconnections'!$U$7:$U$4022,'All interconnections'!$A$7:$A$4022,$C56,'All interconnections'!$AA$7:$AA$4022,1)","v":0},{"$f":"SUMIFS('All interconnections'!$W$7:$W$4022,'All interconnections'!$A$7:$A$4022,$C56,'All interconnections'!$AA$7:$AA$4022,1)","v":0},{"$f":"SUMIFS('All interconnections'!$X$7:$X$4022,'All interconnections'!$A$7:$A$4022,$C56,'All interconnections'!$AA$7:$AA$4022,1)","v":0},{"$f":"SUMIFS('All interconnections'!$Z$7:$Z$4022,'All interconnections'!$A$7:$A$4022,$C56,'All interconnections'!$AA$7:$AA$4022,1)","v":0},0,0,0,0,0]
[null,1,49,{"$f":"SUMIFS('All interconnections'!$C$7:$C$4022,'All interconnections'!$A$7:$A$4022,$C57,'All interconnections'!$AA$7:$AA$4022,1)","v":0},0,{"$f":"SUMIFS('All interconnections'!$E$7:$E$4022,'All interconnections'!$A$7:$A$4022,$C57,'All interconnections'!$AA$7:$AA$4022,1)","v":0},{"$f":"SUMIFS('All interconnections'!$F$7:$F$4022,'All interconnections'!$A$7:$A$4022,$C57,'All interconnections'!$AA$7:$AA$4022,1)","v":0},{"$f":"SUMIFS('All interconnections'!$I$7:$I$4022,'All interconnections'!$A$7:$A$4022,$C57,'All interconnections'!$AA$7:$AA$4022,1)","v":0},0,{"$f":"SUMIFS('All interconnections'!$K$7:$K$4022,'All interconnections'!$A$7:$A$4022,$C57,'All interconnections'!$AA$7:$AA$4022,1)","v":0},{"$f":"SUMIFS('All interconnections'!$N$7:$N$4022,'All interconnections'!$A$7:$A$4022,$C57,'All interconnections'!$AA$7:$AA$4022,1)","v":0},{"$f":"SUMIFS('All interconnections'!$Q$7:$Q$4022,'All interconnections'!$A$7:$A$4022,$C57,'All interconnections'!$AA$7:$AA$4022,1)","v":0},{"$f":"SUMIFS('All interconnections'!$T$7:$T$4022,'All interconnections'!$A$7:$A$4022,$C57,'All interconnections'!$AA$7:$AA$4022,1)","v":0},{"$f":"SUMIFS('All interconnections'!$U$7:$U$4022,'All interconnections'!$A$7:$A$4022,$C57,'All interconnections'!$AA$7:$AA$4022,1)","v":0},{"$f":"SUMIFS('All interconnections'!$W$7:$W$4022,'All interconnections'!$A$7:$A$4022,$C57,'All interconnections'!$AA$7:$AA$4022,1)","v":0},{"$f":"SUMIFS('All interconnections'!$X$7:$X$4022,'All interconnections'!$A$7:$A$4022,$C57,'All interconnections'!$AA$7:$AA$4022,1)","v":0},{"$f":"SUMIFS('All interconnections'!$Z$7:$Z$4022,'All interconnections'!$A$7:$A$4022,$C57,'All interconnections'!$AA$7:$AA$4022,1)","v":0},0,0,0,0,0]
[null,1,50,{"$f":"SUMIFS('All interconnections'!$C$7:$C$4022,'All interconnections'!$A$7:$A$4022,$C58,'All interconnections'!$AA$7:$AA$4022,1)","v":0},0,{"$f":"SUMIFS('All interconnections'!$E$7:$E$4022,'All interconnections'!$A$7:$A$4022,$C58,'All interconnections'!$AA$7:$AA$4022,1)","v":0},{"$f":"SUMIFS('All interconnections'!$F$7:$F$4022,'All interconnections'!$A$7:$A$4022,$C58,'All interconnections'!$AA$7:$AA$4022,1)","v":0},{"$f":"SUMIFS('All interconnections'!$I$7:$I$4022,'All interconnections'!$A$7:$A$4022,$C58,'All interconnections'!$AA$7:$AA$4022,1)","v":0},0,{"$f":"SUMIFS('All interconnections'!$K$7:$K$4022,'All interconnections'!$A$7:$A$4022,$C58,'All interconnections'!$AA$7:$AA$4022,1)","v":0},{"$f":"SUMIFS('All interconnections'!$N$7:$N$4022,'All interconnections'!$A$7:$A$4022,$C58,'All interconnections'!$AA$7:$AA$4022,1)","v":0},{"$f":"SUMIFS('All interconnections'!$Q$7:$Q$4022,'All interconnections'!$A$7:$A$4022,$C58,'All interconnections'!$AA$7:$AA$4022,1)","v":0},{"$f":"SUMIFS('All interconnections'!$T$7:$T$4022,'All interconnections'!$A$7:$A$4022,$C58,'All interconnections'!$AA$7:$AA$4022,1)","v":0},{"$f":"SUMIFS('All interconnections'!$U$7:$U$4022,'All interconnections'!$A$7:$A$4022,$C58,'All interconnections'!$AA$7:$AA$4022,1)","v":0},{"$f":"SUMIFS('All interconnections'!$W$7:$W$4022,'All interconnections'!$A$7:$A$4022,$C58,'All interconnections'!$AA$7:$AA$4022,1)","v":0},{"$f":"SUMIFS('All interconnections'!$X$7:$X$4022,'All interconnections'!$A$7:$A$4022,$C58,'All interconnections'!$AA$7:$AA$4022,1)","v":0},{"$f":"SUMIFS('All interconnections'!$Z$7:$Z$4022,'All interconnections'!$A$7:$A$4022,$C58,'All interconnections'!$AA$7:$AA$4022,1)","v":0},0,0,0,0,0]
[null,1,"Total",null,null,null,null,null,null,null,null,null,null,{"$f":"SUM(N9:N58)","v":0},null,null,{"$f":"SUM(Q9:Q58)","v":0},{"$f":"SUM(R9:R58)","v":0},null,null,{"$f":"SUM(U9:U58)","v":0},{"$f":"SUM(V9:V58)","v":0}]

{"sheet":"All scenarios","index":16,"n_rows":57,"n_cols":44,"rows_kept":57,"cut":false,"hidden":false,"merged":[[5,30,5,43],[5,16,5,29],[5,4,5,15]]}
[null,null,{"$f":"MID(CELL(\"filename\",B1),FIND(\"]\",CELL(\"filename\",B1))+1,LEN(CELL(\"filename\",B1))-FIND(\"]\",CELL(\"filename\",B1)))","v":"All scenarios"}]
[null,null,"Notes:"]
[null,null,"This tab summaries the key results of all scenarios and compares them to the base case. The comparison is split by All interconnections, Inter company interconnections and Intra company interconnections."]
[null,null,"To ensure you are looking at a accurate result you should always run the all scenarios results macro if you make changes to scenarios before looking at this tab."]
[]
[null,null,null,null,"All interconnections",null,null,null,null,null,null,null,null,null,null,null,"Inter company interconnections",null,null,null,null,null,null,null,null,null,null,null,null,null,"Intra company interconnections"]
[null,null,"Scenario number","Scenario","Total number of interconnections","Difference from base case","Difference from base case (%)","Total cost savings from trades: NPV (£m)","Difference from base case (£m)","Difference from base case (%)","Total length of interconnectors (km)","Difference from base case (km)","Difference from base case (%)","Total volume of water traded (Ml/d)","Difference from base case (Ml/d)","Difference from base case (%)","Total number of interconnections","Difference from base case","Difference from base case (%)","Total cost savings from trades: NPV (£m)","Difference from base case (£m)","Difference from base case (%)","Percentage of total cost savings from inter trades (%)","Difference from base case (%)","Total length of interconnectors (km)","Difference from base case (km)","Difference from base case (%)","Total volume of water traded (Ml/d)","Difference from base case (Ml/d)","Difference from base case (%)","Total number of interconnections","Difference from base case","Difference from base case (%)","Total cost savings from trades: NPV (£m)","Difference from base case (£m)","Difference from base case (%)","Percentage of total cost savings from intra trades (£m)","Difference from base case (%)","Total length of interconnectors (km)","Difference from base case (km)","Difference from base case (%)","Total volume of water traded (Ml/d)","Difference from base case (Ml/d)","Difference from base case (%)"]
[null,null,1,{"$f":"IFERROR(INDEX(lst_scenarios,1,$C8),)","v":"Base case"},{"$f":"SUMPRODUCT(('All scenarios summary'!$B$6:$B$974=$C8)*('All scenarios summary'!$D$6:$D$974>0))","v":0},null,null,{"$f":"SUMPRODUCT(('All scenarios summary'!$B$6:$B$974=$C8)*('All scenarios summary'!$D$6:$D$974>0)*'All scenarios summary'!$Q$6:$Q$974)","v":0},null,null,{"$f":"SUMPRODUCT(('All scenarios summary'!$B$6:$B$974=$C8)*('All scenarios summary'!$D$6:$D$974>0)*'All scenarios summary'!$M$6:$M$974)","v":0},null,null,{"$f":"SUMPRODUCT(('All scenarios summary'!$B$6:$B$974=$C8)*('All scenarios summary'!$D$6:$D$974>0)*('All scenarios summary'!$N$6:$N$974))","v":0},null,null,{"$f":"SUMPRODUCT(('All scenarios summary'!$B$6:$B$974=$C8)*('All scenarios summary'!$D$6:$D$974>0)*('All scenarios summary'!$T$6:$T$974=\"INTER\"))","v":0},null,null,{"$f":"SUMPRODUCT(('All scenarios summary'!$B$6:$B$974=$C8)*('All scenarios summary'!$D$6:$D$974>0)*('All scenarios summary'!$T$6:$T$974=\"INTER\")*'All scenarios summary'!$Q$6:$Q$974)","v":0},null,null,{"$f":"IF(T8=0,,T8/H8)","v":0},null,{"$f":"SUMPRODUCT(('All scenarios summary'!$B$6:$B$974=$C8)*('All scenarios summary'!$D$6:$D$974>0)*('All scenarios summary'!$T$6:$T$974=\"INTER\")*'All scenarios summary'!$M$6:$M$974)","v":0},null,null,{"$f":"SUMPRODUCT(('All scenarios summary'!$B$6:$B$974=$C8)*('All scenarios summary'!$D$6:$D$974>0)*('All scenarios summary'!$T$6:$T$974=\"INTER\")*('All scenarios summary'!$N$6:$N$974))","v":0},null,null,{"$f":"E8-Q8","v":0},null,null,{"$f":"H8-T8","v":0},null,null,{"$f":"IF(W8=0,,1-W8)","v":0},null,{"$f":"K8-Y8","v":0},null,null,{"$f":"N8-AB8","v":0}]
[null,null,{"$f":"C8+1","v":2},"Base case - with possible connections limited to neighbouring WRZs and WRZs within 25km",{"$f":"SUMPRODUCT(('All scenarios summary'!$B$6:$B$974=$C9)*('All scenarios summary'!$D$6:$D$974>0))","v":0},{"$f":"IF(E9=0,,E9-$E$8)","v":0},{"$f":"IF(F9=0,,(E9/$E$8)-1)","v":0},{"$f":"SUMPRODUCT(('All scenarios summary'!$B$6:$B$974=$C9)*('All scenarios summary'!$D$6:$D$974>0)*'All scenarios summary'!$Q$6:$Q$974)","v":0},{"$f":"IF(H9=0,,H9-$H$8)","v":0},{"$f":"IF(H9=0,,(H9/$H$8)-1)","v":0},{"$f":"SUMPRODUCT(('All scenarios summary'!$B$6:$B$974=$C9)*('All scenarios summary'!$D$6:$D$974>0)*'All scenarios summary'!$M$6:$M$974)","v":0},{"$f":"IF(K9=0,,K9-$K$8)","v":0},{"$f":"IF(K9=0,,(K9/$K$8)-1)","v":0},{"$f":"SUMPRODUCT(('All scenarios summary'!$B$6:$B$974=$C9)*('All scenarios summary'!$D$6:$D$974>0)*('All scenarios summary'!$N$6:$N$974))","v":0},{"$f":"IF(N9=0,,N9-$N$8)","v":0},{"$f":"IF(N9=0,,(N9/$N$8)-1)","v":0},{"$f":"SUMPRODUCT(('All scenarios summary'!$B$6:$B$974=$C9)*('All scenarios summary'!$D$6:$D$974>0)*('All scenarios summary'!$T$6:$T$974=\"INTER\"))","v":0},{"$f":"IF(Q9=0,,Q9-$Q$8)","v":0},{"$f":"IF(Q9=0,,(Q9/$Q$8)-1)","v":0},{"$f":"SUMPRODUCT(('All scenarios summary'!$B$6:$B$974=$C9)*('All scenarios summary'!$D$6:$D$974>0)*('All scenarios summary'!$T$6:$T$974=\"INTER\")*'All scenarios summary'!$Q$6:$Q$974)","v":0},{"$f":"IF(T9=0,,T9-$T$8)","v":0},{"$f":"IF(T9=0,,(T9/$T$8)-1)","v":0},0,{"$f":"IF(W9=0,,W9-$W$8)","v":0},{"$f":"SUMPRODUCT(('All scenarios summary'!$B$6:$B$974=$C9)*('All scenarios summary'!$D$6:$D$974>0)*('All scenarios summary'!$T$6:$T$974=\"INTER\")*'All scenarios summary'!$M$6:$M$974)","v":0},{"$f":"IF(Y9=0,,Y9-$Y$8)","v":0},{"$f":"IF(Y9=0,,(Y9/$Y$8)-1)","v":0},{"$f":"SUMPRODUCT(('All scenarios summary'!$B$6:$B$974=$C9)*('All scenarios summary'!$D$6:$D$974>0)*('All scenarios summary'!$T$6:$T$974=\"INTER\")*('All scenarios summary'!$N$6:$N$974))","v":0},{"$f":"IF(AB9=0,,AB9-$AB$8)","v":0},{"$f":"IF(AB9=0,,(AB9/$AB$8)-1)","v":0},0,{"$f":"IF(AE9=0,,AE9-$AE$8)","v":0},{"$f":"IF(AF9=0,,(AE9/$AE$8)-1)","v":0},0,{"$f":"IF(AH9=0,,AH9-$AH$8)","v":0},{"$f":"IF(AH9=0,,(AH9/$AH$8)-1)","v":0},{"$f":"IF(W9=0,,1-W9)","v":0},{"$f":"IF(AK9=0,,AK9-$AK$8)","v":0},0,{"$f":"IF(AM9=0,,ROUND(AM9-$AM$8,4))","v":0},{"$f":"IF(AM9=0,,ROUND((AM9/$AM$8)-1,4))","v":0},0,{"$f":"IF(AP9=0,,ROUND(AP9-$AP$8,4))","v":0},{"$f":"IF(AP9=0,,ROUND((AP9/$AP$8)-1,4))","v":0}]
[null,null,3,"Base case - with possible connections limited to neighbouring WRZs and WRZs within 75km",{"$f":"SUMPRODUCT(('All scenarios summary'!$B$6:$B$974=$C10)*('All scenarios summary'!$D$6:$D$974>0))","v":0},{"$f":"IF(E10=0,,E10-$E$8)","v":0},{"$f":"IF(F10=0,,(E10/$E$8)-1)","v":0},{"$f":"SUMPRODUCT(('All scenarios summary'!$B$6:$B$974=$C10)*('All scenarios summary'!$D$6:$D$974>0)*'All scenarios summary'!$Q$6:$Q$974)","v":0},{"$f":"IF(H10=0,,H10-$H$8)","v":0},0,{"$f":"SUMPRODUCT(('All scenarios summary'!$B$6:$B$974=$C10)*('All scenarios summary'!$D$6:$D$974>0)*'All scenarios summary'!$M$6:$M$974)","v":0},{"$f":"IF(K10=0,,K10-$K$8)","v":0},{"$f":"IF(K10=0,,(K10/$K$8)-1)","v":0},{"$f":"SUMPRODUCT(('All scenarios summary'!$B$6:$B$974=$C10)*('All scenarios summary'!$D$6:$D$974>0)*('All scenarios summary'!$N$6:$N$974))","v":0},{"$f":"IF(N10=0,,N10-$N$8)","v":0},0,{"$f":"SUMPRODUCT(('All scenarios summary'!$B$6:$B$974=$C10)*('All scenarios summary'!$D$6:$D$974>0)*('All scenarios summary'!$T$6:$T$974=\"INTER\"))","v":0},{"$f":"IF(Q10=0,,Q10-$Q$8)","v":0},{"$f":"IF(Q10=0,,(Q10/$Q$8)-1)","v":0},{"$f":"SUMPRODUCT(('All scenarios summary'!$B$6:$B$974=$C10)*('All scenarios summary'!$D$6:$D$974>0)*('All scenarios summary'!$T$6:$T$974=\"INTER\")*'All scenarios summary'!$Q$6:$Q$974)","v":0},{"$f":"IF(T10=0,,T10-$T$8)","v":0},{"$f":"IF(T10=0,,(T10/$T$8)-1)","v":0},0,{"$f":"IF(W10=0,,W10-$W$8)","v":0},{"$f":"SUMPRODUCT(('All scenarios summary'!$B$6:$B$974=$C10)*('All scenarios summary'!$D$6:$D$974>0)*('All scenarios summary'!$T$6:$T$974=\"INTER\")*'All scenarios summary'!$M$6:$M$974)","v":0},{"$f":"IF(Y10=0,,Y10-$Y$8)","v":0},{"$f":"IF(Y10=0,,(Y10/$Y$8)-1)","v":0},{"$f":"SUMPRODUCT(('All scenarios summary'!$B$6:$B$974=$C10)*('All scenarios summary'!$D$6:$D$974>0)*('All scenarios summary'!$T$6:$T$974=\"INTER\")*('All scenarios summary'!$N$6:$N$974))","v":0},{"$f":"IF(AB10=0,,AB10-$AB$8)","v":0},{"$f":"IF(AB10=0,,(AB10/$AB$8)-1)","v":0},0,{"$f":"IF(AE10=0,,AE10-$AE$8)","v":0},{"$f":"IF(AF10=0,,(AE10/$AE$8)-1)","v":0},0,{"$f":"IF(AH10=0,,AH10-$AH$8)","v":0},{"$f":"IF(AH10=0,,(AH10/$AH$8)-1)","v":0},{"$f":"IF(W10=0,,1-W10)","v":0},{"$f":"IF(AK10=0,,AK10-$AK$8)","v":0},0,{"$f":"IF(AM10=0,,ROUND(AM10-$AM$8,4))","v":0},{"$f":"IF(AM10=0,,ROUND((AM10/$AM$8)-1,4))","v":0},0,{"$f":"IF(AP10=0,,ROUND(AP10-$AP$8,4))","v":0},{"$f":"IF(AP10=0,,ROUND((AP10/$AP$8)-1,4))","v":0}]
[null,null,4,"Base case - no minimum connection size",{"$f":"SUMPRODUCT(('All scenarios summary'!$B$6:$B$974=$C11)*('All scenarios summary'!$D$6:$D$974>0))","v":0},0,0,{"$f":"SUMPRODUCT(('All scenarios summary'!$B$6:$B$974=$C11)*('All scenarios summary'!$D$6:$D$974>0)*'All scenarios summary'!$Q$6:$Q$974)","v":0},0,0,{"$f":"SUMPRODUCT(('All scenarios summary'!$B$6:$B$974=$C11)*('All scenarios summary'!$D$6:$D$974>0)*'All scenarios summary'!$M$6:$M$974)","v":0},0,0,{"$f":"SUMPRODUCT(('All scenarios summary'!$B$6:$B$974=$C11)*('All scenarios summary'!$D$6:$D$974>0)*('All scenarios summary'!$N$6:$N$974))","v":0},0,0,{"$f":"SUMPRODUCT(('All scenarios summary'!$B$6:$B$974=$C11)*('All scenarios summary'!$D$6:$D$974>0)*('All scenarios summary'!$T$6:$T$974=\"INTER\"))","v":0},0,0,{"$f":"SUMPRODUCT(('All scenarios summary'!$B$6:$B$974=$C11)*('All scenarios summary'!$D$6:$D$974>0)*('All scenarios summary'!$T$6:$T$974=\"INTER\")*'All scenarios summary'!$Q$6:$Q$974)","v":0},0,0,0,0,{"$f":"SUMPRODUCT(('All scenarios summary'!$B$6:$B$974=$C11)*('All scenarios summary'!$D$6:$D$974>0)*('All scenarios summary'!$T$6:$T$974=\"INTER\")*'All scenarios summary'!$M$6:$M$974)","v":0},0,0,{"$f":"SUMPRODUCT(('All scenarios summary'!$B$6:$B$974=$C11)*('All scenarios summary'!$D$6:$D$974>0)*('All scenarios summary'!$T$6:$T$974=\"INTER\")*('All scenarios summary'!$N$6:$N$974))","v":0},0,0,0,0,0,0,0,0,0,0,0,0,0,0,0,0]
[null,null,5,"Base case - with minimum connection size of 2Ml/d",{"$f":"SUMPRODUCT(('All scenarios summary'!$B$6:$B$974=$C12)*('All scenarios summary'!$D$6:$D$974>0))","v":0},0,0,{"$f":"SUMPRODUCT(('All scenarios summary'!$B$6:$B$974=$C12)*('All scenarios summary'!$D$6:$D$974>0)*'All scenarios summary'!$Q$6:$Q$974)","v":0},0,0,{"$f":"SUMPRODUCT(('All scenarios summary'!$B$6:$B$974=$C12)*('All scenarios summary'!$D$6:$D$974>0)*'All scenarios summary'!$M$6:$M$974)","v":0},0,0,{"$f":"SUMPRODUCT(('All scenarios summary'!$B$6:$B$974=$C12)*('All scenarios summary'!$D$6:$D$974>0)*('All scenarios summary'!$N$6:$N$974))","v":0},0,0,{"$f":"SUMPRODUCT(('All scenarios summary'!$B$6:$B$974=$C12)*('All scenarios summary'!$D$6:$D$974>0)*('All scenarios summary'!$T$6:$T$974=\"INTER\"))","v":0},0,0,{"$f":"SUMPRODUCT(('All scenarios summary'!$B$6:$B$974=$C12)*('All scenarios summary'!$D$6:$D$974>0)*('All scenarios summary'!$T$6:$T$974=\"INTER\")*'All scenarios summary'!$Q$6:$Q$974)","v":0},0,0,0,0,{"$f":"SUMPRODUCT(('All scenarios summary'!$B$6:$B$974=$C12)*('All scenarios summary'!$D$6:$D$974>0)*('All scenarios summary'!$T$6:$T$974=\"INTER\")*'All scenarios summary'!$M$6:$M$974)","v":0},0,0,{"$f":"SUMPRODUCT(('All scenarios summary'!$B$6:$B$974=$C12)*('All scenarios summary'!$D$6:$D$974>0)*('All scenarios summary'!$T$6:$T$974=\"INTER\")*('All scenarios summary'!$N$6:$N$974))","v":0},0,0,0,0,0,0,0,0,0,0,0,0,{"$f":"IF(AM12=0,,ROUND((AM12/$AM$8)-1,4))","v":0},0,0,0]
[null,null,6,"Base case - with assumed AISC for surplus capacity at 10 p/m3",{"$f":"SUMPRODUCT(('All scenarios summary'!$B$6:$B$974=$C13)*('All scenarios summary'!$D$6:$D$974>0))","v":0},0,0,{"$f":"SUMPRODUCT(('All scenarios summary'!$B$6:$B$974=$C13)*('All scenarios summary'!$D$6:$D$974>0)*'All scenarios summary'!$Q$6:$Q$974)","v":0},0,0,{"$f":"SUMPRODUCT(('All scenarios summary'!$B$6:$B$974=$C13)*('All scenarios summary'!$D$6:$D$974>0)*'All scenarios summary'!$M$6:$M$974)","v":0},0,0,{"$f":"SUMPRODUCT(('All scenarios summary'!$B$6:$B$974=$C13)*('All scenarios summary'!$D$6:$D$974>0)*('All scenarios summary'!$N$6:$N$974))","v":0},0,0,{"$f":"SUMPRODUCT(('All scenarios summary'!$B$6:$B$974=$C13)*('All scenarios summary'!$D$6:$D$974>0)*('All scenarios summary'!$T$6:$T$974=\"INTER\"))","v":0},0,0,{"$f":"SUMPRODUCT(('All scenarios summary'!$B$6:$B$974=$C13)*('All scenarios summary'!$D$6:$D$974>0)*('All scenarios summary'!$T$6:$T$974=\"INTER\")*'All scenarios summary'!$Q$6:$Q$974)","v":0},0,0,0,0,{"$f":"SUMPRODUCT(('All scenarios summary'!$B$6:$B$974=$C13)*('All scenarios summary'!$D$6:$D$974>0)*('All scenarios summary'!$T$6:$T$974=\"INTER\")*'All scenarios summary'!$M$6:$M$974)","v":0},0,0,{"$f":"SUMPRODUCT(('All scenarios summary'!$B$6:$B$974=$C13)*('All scenarios summary'!$D$6:$D$974>0)*('All scenarios summary'!$T$6:$T$974=\"INTER\")*('All scenarios summary'!$N$6:$N$974))","v":0},0,0,0,0,0,0,0,0,0,0,0,0,{"$f":"IF(AM13=0,,ROUND((AM13/$AM$8)-1,4))","v":0},0,0,0]
[null,null,7,"Base case - excluding WAFU in estimating water available for export",{"$f":"SUMPRODUCT(('All scenarios summary'!$B$6:$B$974=$C14)*('All scenarios summary'!$D$6:$D$974>0))","v":0},0,0,{"$f":"SUMPRODUCT(('All scenarios summary'!$B$6:$B$974=$C14)*('All scenarios summary'!$D$6:$D$974>0)*'All scenarios summary'!$Q$6:$Q$974)","v":0},0,0,{"$f":"SUMPRODUCT(('All scenarios summary'!$B$6:$B$974=$C14)*('All scenarios summary'!$D$6:$D$974>0)*'All scenarios summary'!$M$6:$M$974)","v":0},0,0,{"$f":"SUMPRODUCT(('All scenarios summary'!$B$6:$B$974=$C14)*('All scenarios summary'!$D$6:$D$974>0)*('All scenarios summary'!$N$6:$N$974))","v":0},0,0,{"$f":"SUMPRODUCT(('All scenarios summary'!$B$6:$B$974=$C14)*('All scenarios summary'!$D$6:$D$974>0)*('All scenarios summary'!$T$6:$T$974=\"INTER\"))","v":0},0,0,{"$f":"SUMPRODUCT(('All scenarios summary'!$B$6:$B$974=$C14)*('All scenarios summary'!$D$6:$D$974>0)*('All scenarios summary'!$T$6:$T$974=\"INTER\")*'All scenarios summary'!$Q$6:$Q$974)","v":0},0,0,0,0,{"$f":"SUMPRODUCT(('All scenarios summary'!$B$6:$B$974=$C14)*('All scenarios summary'!$D$6:$D$974>0)*('All scenarios summary'!$T$6:$T$974=\"INTER\")*'All scenarios summary'!$M$6:$M$974)","v":0},0,0,{"$f":"SUMPRODUCT(('All scenarios summary'!$B$6:$B$974=$C14)*('All scenarios summary'!$D$6:$D$974>0)*('All scenarios summary'!$T$6:$T$974=\"INTER\")*('All scenarios summary'!$N$6:$N$974))","v":0},0,0,0,0,0,0,0,0,0,0,0,0,{"$f":"IF(AM14=0,,ROUND((AM14/$AM$8)-1,4))","v":0},0,0,0]
[null,null,8,"Base case - WAFU available for export is 10%",{"$f":"SUMPRODUCT(('All scenarios summary'!$B$6:$B$974=$C15)*('All scenarios summary'!$D$6:$D$974>0))","v":0},0,0,{"$f":"SUMPRODUCT(('All scenarios summary'!$B$6:$B$974=$C15)*('All scenarios summary'!$D$6:$D$974>0)*'All scenarios summary'!$Q$6:$Q$974)","v":0},0,0,{"$f":"SUMPRODUCT(('All scenarios summary'!$B$6:$B$974=$C15)*('All scenarios summary'!$D$6:$D$974>0)*'All scenarios summary'!$M$6:$M$974)","v":0},0,0,{"$f":"SUMPRODUCT(('All scenarios summary'!$B$6:$B$974=$C15)*('All scenarios summary'!$D$6:$D$974>0)*('All scenarios summary'!$N$6:$N$974))","v":0},0,0,{"$f":"SUMPRODUCT(('All scenarios summary'!$B$6:$B$974=$C15)*('All scenarios summary'!$D$6:$D$974>0)*('All scenarios summary'!$T$6:$T$974=\"INTER\"))","v":0},0,0,{"$f":"SUMPRODUCT(('All scenarios summary'!$B$6:$B$974=$C15)*('All scenarios summary'!$D$6:$D$974>0)*('All scenarios summary'!$T$6:$T$974=\"INTER\")*'All scenarios summary'!$Q$6:$Q$974)","v":0},0,0,0,0,{"$f":"SUMPRODUCT(('All scenarios summary'!$B$6:$B$974=$C15)*('All scenarios summary'!$D$6:$D$974>0)*('All scenarios summary'!$T$6:$T$974=\"INTER\")*'All scenarios summary'!$M$6:$M$974)","v":0},0,0,{"$f":"SUMPRODUCT(('All scenarios summary'!$B$6:$B$974=$C15)*('All scenarios summary'!$D$6:$D$974>0)*('All scenarios summary'!$T$6:$T$974=\"INTER\")*('All scenarios summary'!$N$6:$N$974))","v":0},0,0,0,0,0,0,0,0,0,0,0,0,{"$f":"IF(AM15=0,,ROUND((AM15/$AM$8)-1,4))","v":0},0,0,0]
[null,null,9,"Base case - WAFU available for export costs 5 p/m3",{"$f":"SUMPRODUCT(('All scenarios summary'!$B$6:$B$974=$C16)*('All scenarios summary'!$D$6:$D$974>0))","v":0},0,0,{"$f":"SUMPRODUCT(('All scenarios summary'!$B$6:$B$974=$C16)*('All scenarios summary'!$D$6:$D$974>0)*'All scenarios summary'!$Q$6:$Q$974)","v":0},{"$f":"IF(H16=0,,H16-$H$8)","v":0},0,{"$f":"SUMPRODUCT(('All scenarios summary'!$B$6:$B$974=$C16)*('All scenarios summary'!$D$6:$D$974>0)*'All scenarios summary'!$M$6:$M$974)","v":0},0,0,{"$f":"SUMPRODUCT(('All scenarios summary'!$B$6:$B$974=$C16)*('All scenarios summary'!$D$6:$D$974>0)*('All scenarios summary'!$N$6:$N$974))","v":0},0,0,{"$f":"SUMPRODUCT(('All scenarios summary'!$B$6:$B$974=$C16)*('All scenarios summary'!$D$6:$D$974>0)*('All scenarios summary'!$T$6:$T$974=\"INTER\"))","v":0},0,0,{"$f":"SUMPRODUCT(('All scenarios summary'!$B$6:$B$974=$C16)*('All scenarios summary'!$D$6:$D$974>0)*('All scenarios summary'!$T$6:$T$974=\"INTER\")*'All scenarios summary'!$Q$6:$Q$974)","v":0},0,0,0,0,{"$f":"SUMPRODUCT(('All scenarios summary'!$B$6:$B$974=$C16)*('All scenarios summary'!$D$6:$D$974>0)*('All scenarios summary'!$T$6:$T$974=\"INTER\")*'All scenarios summary'!$M$6:$M$974)","v":0},0,0,{"$f":"SUMPRODUCT(('All scenarios summary'!$B$6:$B$974=$C16)*('All scenarios summary'!$D$6:$D$974>0)*('All scenarios summary'!$T$6:$T$974=\"INTER\")*('All scenarios summary'!$N$6:$N$974))","v":0},0,0,0,0,0,0,0,0,0,0,0,0,{"$f":"IF(AM16=0,,ROUND((AM16/$AM$8)-1,4))","v":0},0,0,0]
[null,null,10,"Base case - WAFU available for export costs 15 p/m3",{"$f":"SUMPRODUCT(('All scenarios summary'!$B$6:$B$974=$C17)*('All scenarios summary'!$D$6:$D$974>0))","v":0},0,0,{"$f":"SUMPRODUCT(('All scenarios summary'!$B$6:$B$974=$C17)*('All scenarios summary'!$D$6:$D$974>0)*'All scenarios summary'!$Q$6:$Q$974)","v":0},0,0,{"$f":"SUMPRODUCT(('All scenarios summary'!$B$6:$B$974=$C17)*('All scenarios summary'!$D$6:$D$974>0)*'All scenarios summary'!$M$6:$M$974)","v":0},0,0,{"$f":"SUMPRODUCT(('All scenarios summary'!$B$6:$B$974=$C17)*('All scenarios summary'!$D$6:$D$974>0)*('All scenarios summary'!$N$6:$N$974))","v":0},0,0,{"$f":"SUMPRODUCT(('All scenarios summary'!$B$6:$B$974=$C17)*('All scenarios summary'!$D$6:$D$974>0)*('All scenarios summary'!$T$6:$T$974=\"INTER\"))","v":0},0,0,{"$f":"SUMPRODUCT(('All scenarios summary'!$B$6:$B$974=$C17)*('All scenarios summary'!$D$6:$D$974>0)*('All scenarios summary'!$T$6:$T$974=\"INTER\")*'All scenarios summary'!$Q$6:$Q$974)","v":0},0,0,0,0,{"$f":"SUMPRODUCT(('All scenarios summary'!$B$6:$B$974=$C17)*('All scenarios summary'!$D$6:$D$974>0)*('All scenarios summary'!$T$6:$T$974=\"INTER\")*'All scenarios summary'!$M$6:$M$974)","v":0},0,0,{"$f":"SUMPRODUCT(('All scenarios summary'!$B$6:$B$974=$C17)*('All scenarios summary'!$D$6:$D$974>0)*('All scenarios summary'!$T$6:$T$974=\"INTER\")*('All scenarios summary'!$N$6:$N$974))","v":0},0,0,0,0,0,0,0,0,0,0,0,0,{"$f":"IF(AM17=0,,ROUND((AM17/$AM$8)-1,4))","v":0},0,0,0]
[null,null,11,"Base case - discount rate 0.1% lower (3.2%)",{"$f":"SUMPRODUCT(('All scenarios summary'!$B$6:$B$974=$C18)*('All scenarios summary'!$D$6:$D$974>0))","v":0},0,0,{"$f":"SUMPRODUCT(('All scenarios summary'!$B$6:$B$974=$C18)*('All scenarios summary'!$D$6:$D$974>0)*'All scenarios summary'!$Q$6:$Q$974)","v":0},0,0,{"$f":"SUMPRODUCT(('All scenarios summary'!$B$6:$B$974=$C18)*('All scenarios summary'!$D$6:$D$974>0)*'All scenarios summary'!$M$6:$M$974)","v":0},0,0,{"$f":"SUMPRODUCT(('All scenarios summary'!$B$6:$B$974=$C18)*('All scenarios summary'!$D$6:$D$974>0)*('All scenarios summary'!$N$6:$N$974))","v":0},0,0,{"$f":"SUMPRODUCT(('All scenarios summary'!$B$6:$B$974=$C18)*('All scenarios summary'!$D$6:$D$974>0)*('All scenarios summary'!$T$6:$T$974=\"INTER\"))","v":0},0,0,{"$f":"SUMPRODUCT(('All scenarios summary'!$B$6:$B$974=$C18)*('All scenarios summary'!$D$6:$D$974>0)*('All scenarios summary'!$T$6:$T$974=\"INTER\")*'All scenarios summary'!$Q$6:$Q$974)","v":0},0,0,0,0,{"$f":"SUMPRODUCT(('All scenarios summary'!$B$6:$B$974=$C18)*('All scenarios summary'!$D$6:$D$974>0)*('All scenarios summary'!$T$6:$T$974=\"INTER\")*'All scenarios summary'!$M$6:$M$974)","v":0},0,0,{"$f":"SUMPRODUCT(('All scenarios summary'!$B$6:$B$974=$C18)*('All scenarios summary'!$D$6:$D$974>0)*('All scenarios summary'!$T$6:$T$974=\"INTER\")*('All scenarios summary'!$N$6:$N$974))","v":0},0,0,0,0,0,0,0,0,0,0,0,0,0,0,0,0]
[null,null,12,"Base case - discount rate 0.1% higher (3.4%)",{"$f":"SUMPRODUCT(('All scenarios summary'!$B$6:$B$974=$C19)*('All scenarios summary'!$D$6:$D$974>0))","v":0},0,0,{"$f":"SUMPRODUCT(('All scenarios summary'!$B$6:$B$974=$C19)*('All scenarios summary'!$D$6:$D$974>0)*'All scenarios summary'!$Q$6:$Q$974)","v":0},0,0,{"$f":"SUMPRODUCT(('All scenarios summary'!$B$6:$B$974=$C19)*('All scenarios summary'!$D$6:$D$974>0)*'All scenarios summary'!$M$6:$M$974)","v":0},0,0,{"$f":"SUMPRODUCT(('All scenarios summary'!$B$6:$B$974=$C19)*('All scenarios summary'!$D$6:$D$974>0)*('All scenarios summary'!$N$6:$N$974))","v":0},0,0,{"$f":"SUMPRODUCT(('All scenarios summary'!$B$6:$B$974=$C19)*('All scenarios summary'!$D$6:$D$974>0)*('All scenarios summary'!$T$6:$T$974=\"INTER\"))","v":0},0,0,{"$f":"SUMPRODUCT(('All scenarios summary'!$B$6:$B$974=$C19)*('All scenarios summary'!$D$6:$D$974>0)*('All scenarios summary'!$T$6:$T$974=\"INTER\")*'All scenarios summary'!$Q$6:$Q$974)","v":0},0,0,0,0,{"$f":"SUMPRODUCT(('All scenarios summary'!$B$6:$B$974=$C19)*('All scenarios summary'!$D$6:$D$974>0)*('All scenarios summary'!$T$6:$T$974=\"INTER\")*'All scenarios summary'!$M$6:$M$974)","v":0},0,0,{"$f":"SUMPRODUCT(('All scenarios summary'!$B$6:$B$974=$C19)*('All scenarios summary'!$D$6:$D$974>0)*('All scenarios summary'!$T$6:$T$974=\"INTER\")*('All scenarios summary'!$N$6:$N$974))","v":0},0,0,0,0,0,0,0,0,0,0,0,0,{"$f":"IF(AM19=0,,ROUND((AM19/$AM$8)-1,4))","v":0},0,0,0]
[null,null,13,"Base case - load factor of 65%",{"$f":"SUMPRODUCT(('All scenarios summary'!$B$6:$B$974=$C20)*('All scenarios summary'!$D$6:$D$974>0))","v":0},0,0,{"$f":"SUMPRODUCT(('All scenarios summary'!$B$6:$B$974=$C20)*('All scenarios summary'!$D$6:$D$974>0)*'All scenarios summary'!$Q$6:$Q$974)","v":0},0,0,{"$f":"SUMPRODUCT(('All scenarios summary'!$B$6:$B$974=$C20)*('All scenarios summary'!$D$6:$D$974>0)*'All scenarios summary'!$M$6:$M$974)","v":0},0,0,{"$f":"SUMPRODUCT(('All scenarios summary'!$B$6:$B$974=$C20)*('All scenarios summary'!$D$6:$D$974>0)*('All scenarios summary'!$N$6:$N$974))","v":0},0,0,{"$f":"SUMPRODUCT(('All scenarios summary'!$B$6:$B$974=$C20)*('All scenarios summary'!$D$6:$D$974>0)*('All scenarios summary'!$T$6:$T$974=\"INTER\"))","v":0},0,0,{"$f":"SUMPRODUCT(('All scenarios summary'!$B$6:$B$974=$C20)*('All scenarios summary'!$D$6:$D$974>0)*('All scenarios summary'!$T$6:$T$974=\"INTER\")*'All scenarios summary'!$Q$6:$Q$974)","v":0},0,0,0,0,{"$f":"SUMPRODUCT(('All scenarios summary'!$B$6:$B$974=$C20)*('All scenarios summary'!$D$6:$D$974>0)*('All scenarios summary'!$T$6:$T$974=\"INTER\")*'All scenarios summary'!$M$6:$M$974)","v":0},0,0,{"$f":"SUMPRODUCT(('All scenarios summary'!$B$6:$B$974=$C20)*('All scenarios summary'!$D$6:$D$974>0)*('All scenarios summary'!$T$6:$T$974=\"INTER\")*('All scenarios summary'!$N$6:$N$974))","v":0},0,0,0,0,0,0,0,0,0,0,0,0,{"$f":"IF(AM20=0,,ROUND((AM20/$AM$8)-1,4))","v":0},0,0,0]
[null,null,14,"Base case - load factor of 75%",{"$f":"SUMPRODUCT(('All scenarios summary'!$B$6:$B$974=$C21)*('All scenarios summary'!$D$6:$D$974>0))","v":0},0,0,{"$f":"SUMPRODUCT(('All scenarios summary'!$B$6:$B$974=$C21)*('All scenarios summary'!$D$6:$D$974>0)*'All scenarios summary'!$Q$6:$Q$974)","v":0},0,0,{"$f":"SUMPRODUCT(('All scenarios summary'!$B$6:$B$974=$C21)*('All scenarios summary'!$D$6:$D$974>0)*'All scenarios summary'!$M$6:$M$974)","v":0},0,0,{"$f":"SUMPRODUCT(('All scenarios summary'!$B$6:$B$974=$C21)*('All scenarios summary'!$D$6:$D$974>0)*('All scenarios summary'!$N$6:$N$974))","v":0},0,0,{"$f":"SUMPRODUCT(('All scenarios summary'!$B$6:$B$974=$C21)*('All scenarios summary'!$D$6:$D$974>0)*('All scenarios summary'!$T$6:$T$974=\"INTER\"))","v":0},0,0,{"$f":"SUMPRODUCT(('All scenarios summary'!$B$6:$B$974=$C21)*('All scenarios summary'!$D$6:$D$974>0)*('All scenarios summary'!$T$6:$T$974=\"INTER\")*'All scenarios summary'!$Q$6:$Q$974)","v":0},0,0,0,0,{"$f":"SUMPRODUCT(('All scenarios summary'!$B$6:$B$974=$C21)*('All scenarios summary'!$D$6:$D$974>0)*('All scenarios summary'!$T$6:$T$974=\"INTER\")*'All scenarios summary'!$M$6:$M$974)","v":0},0,0,{"$f":"SUMPRODUCT(('All scenarios summary'!$B$6:$B$974=$C21)*('All scenarios summary'!$D$6:$D$974>0)*('All scenarios summary'!$T$6:$T$974=\"INTER\")*('All scenarios summary'!$N$6:$N$974))","v":0},0,0,0,0,0,0,0,0,0,0,0,0,{"$f":"IF(AM21=0,,ROUND((AM21/$AM$8)-1,4))","v":0},0,{"$f":"IF(AP21=0,,ROUND(AP21-$AP$8,4))","v":0},0]
[null,null,15,"Base case - asset life of interconnector of 100 years",{"$f":"SUMPRODUCT(('All scenarios summary'!$B$6:$B$974=$C22)*('All scenarios summary'!$D$6:$D$974>0))","v":0},0,0,{"$f":"SUMPRODUCT(('All scenarios summary'!$B$6:$B$974=$C22)*('All scenarios summary'!$D$6:$D$974>0)*'All scenarios summary'!$Q$6:$Q$974)","v":0},0,0,{"$f":"SUMPRODUCT(('All scenarios summary'!$B$6:$B$974=$C22)*('All scenarios summary'!$D$6:$D$974>0)*'All scenarios summary'!$M$6:$M$974)","v":0},0,0,{"$f":"SUMPRODUCT(('All scenarios summary'!$B$6:$B$974=$C22)*('All scenarios summary'!$D$6:$D$974>0)*('All scenarios summary'!$N$6:$N$974))","v":0},0,0,{"$f":"SUMPRODUCT(('All scenarios summary'!$B$6:$B$974=$C22)*('All scenarios summary'!$D$6:$D$974>0)*('All scenarios summary'!$T$6:$T$974=\"INTER\"))","v":0},0,0,{"$f":"SUMPRODUCT(('All scenarios summary'!$B$6:$B$974=$C22)*('All scenarios summary'!$D$6:$D$974>0)*('All scenarios summary'!$T$6:$T$974=\"INTER\")*'All scenarios summary'!$Q$6:$Q$974)","v":0},0,0,0,0,{"$f":"SUMPRODUCT(('All scenarios summary'!$B$6:$B$974=$C22)*('All scenarios summary'!$D$6:$D$974>0)*('All scenarios summary'!$T$6:$T$974=\"INTER\")*'All scenarios summary'!$M$6:$M$974)","v":0},0,0,{"$f":"SUMPRODUCT(('All scenarios summary'!$B$6:$B$974=$C22)*('All scenarios summary'!$D$6:$D$974>0)*('All scenarios summary'!$T$6:$T$974=\"INTER\")*('All scenarios summary'!$N$6:$N$974))","v":0},0,0,0,0,0,0,0,0,0,0,0,0,{"$f":"IF(AM22=0,,ROUND((AM22/$AM$8)-1,4))","v":0},0,0,0]
[null,null,16,"Base case - 2015 interconnector cost model -10%",{"$f":"SUMPRODUCT(('All scenarios summary'!$B$6:$B$974=$C23)*('All scenarios summary'!$D$6:$D$974>0))","v":0},0,0,{"$f":"SUMPRODUCT(('All scenarios summary'!$B$6:$B$974=$C23)*('All scenarios summary'!$D$6:$D$974>0)*'All scenarios summary'!$Q$6:$Q$974)","v":0},0,0,{"$f":"SUMPRODUCT(('All scenarios summary'!$B$6:$B$974=$C23)*('All scenarios summary'!$D$6:$D$974>0)*'All scenarios summary'!$M$6:$M$974)","v":0},0,0,{"$f":"SUMPRODUCT(('All scenarios summary'!$B$6:$B$974=$C23)*('All scenarios summary'!$D$6:$D$974>0)*('All scenarios summary'!$N$6:$N$974))","v":0},0,0,{"$f":"SUMPRODUCT(('All scenarios summary'!$B$6:$B$974=$C23)*('All scenarios summary'!$D$6:$D$974>0)*('All scenarios summary'!$T$6:$T$974=\"INTER\"))","v":0},0,0,{"$f":"SUMPRODUCT(('All scenarios summary'!$B$6:$B$974=$C23)*('All scenarios summary'!$D$6:$D$974>0)*('All scenarios summary'!$T$6:$T$974=\"INTER\")*'All scenarios summary'!$Q$6:$Q$974)","v":0},0,0,0,0,{"$f":"SUMPRODUCT(('All scenarios summary'!$B$6:$B$974=$C23)*('All scenarios summary'!$D$6:$D$974>0)*('All scenarios summary'!$T$6:$T$974=\"INTER\")*'All scenarios summary'!$M$6:$M$974)","v":0},0,0,{"$f":"SUMPRODUCT(('All scenarios summary'!$B$6:$B$974=$C23)*('All scenarios summary'!$D$6:$D$974>0)*('All scenarios summary'!$T$6:$T$974=\"INTER\")*('All scenarios summary'!$N$6:$N$974))","v":0},0,0,0,0,0,0,0,0,0,0,0,0,{"$f":"IF(AM23=0,,ROUND((AM23/$AM$8)-1,4))","v":0},0,0,0]
[null,null,17,"Base case - 2015 interconnector cost model +10%",{"$f":"SUMPRODUCT(('All scenarios summary'!$B$6:$B$974=$C24)*('All scenarios summary'!$D$6:$D$974>0))","v":0},0,0,{"$f":"SUMPRODUCT(('All scenarios summary'!$B$6:$B$974=$C24)*('All scenarios summary'!$D$6:$D$974>0)*'All scenarios summary'!$Q$6:$Q$974)","v":0},0,0,{"$f":"SUMPRODUCT(('All scenarios summary'!$B$6:$B$974=$C24)*('All scenarios summary'!$D$6:$D$974>0)*'All scenarios summary'!$M$6:$M$974)","v":0},0,0,{"$f":"SUMPRODUCT(('All scenarios summary'!$B$6:$B$974=$C24)*('All scenarios summary'!$D$6:$D$974>0)*('All scenarios summary'!$N$6:$N$974))","v":0},0,0,{"$f":"SUMPRODUCT(('All scenarios summary'!$B$6:$B$974=$C24)*('All scenarios summary'!$D$6:$D$974>0)*('All scenarios summary'!$T$6:$T$974=\"INTER\"))","v":0},0,0,{"$f":"SUMPRODUCT(('All scenarios summary'!$B$6:$B$974=$C24)*('All scenarios summary'!$D$6:$D$974>0)*('All scenarios summary'!$T$6:$T$974=\"INTER\")*'All scenarios summary'!$Q$6:$Q$974)","v":0},0,0,0,0,{"$f":"SUMPRODUCT(('All scenarios summary'!$B$6:$B$974=$C24)*('All scenarios summary'!$D$6:$D$974>0)*('All scenarios summary'!$T$6:$T$974=\"INTER\")*'All scenarios summary'!$M$6:$M$974)","v":0},0,0,{"$f":"SUMPRODUCT(('All scenarios summary'!$B$6:$B$974=$C24)*('All scenarios summary'!$D$6:$D$974>0)*('All scenarios summary'!$T$6:$T$974=\"INTER\")*('All scenarios summary'!$N$6:$N$974))","v":0},0,0,0,0,0,0,0,0,0,0,0,0,{"$f":"IF(AM24=0,,ROUND((AM24/$AM$8)-1,4))","v":0},0,0,0]
[null,null,18,"Base case - Proportion of distance needed at 40%",{"$f":"SUMPRODUCT(('All scenarios summary'!$B$6:$B$974=$C25)*('All scenarios summary'!$D$6:$D$974>0))","v":0},0,0,{"$f":"SUMPRODUCT(('All scenarios summary'!$B$6:$B$974=$C25)*('All scenarios summary'!$D$6:$D$974>0)*'All scenarios summary'!$Q$6:$Q$974)","v":0},0,0,{"$f":"SUMPRODUCT(('All scenarios summary'!$B$6:$B$974=$C25)*('All scenarios summary'!$D$6:$D$974>0)*'All scenarios summary'!$M$6:$M$974)","v":0},0,0,{"$f":"SUMPRODUCT(('All scenarios summary'!$B$6:$B$974=$C25)*('All scenarios summary'!$D$6:$D$974>0)*('All scenarios summary'!$N$6:$N$974))","v":0},0,0,{"$f":"SUMPRODUCT(('All scenarios summary'!$B$6:$B$974=$C25)*('All scenarios summary'!$D$6:$D$974>0)*('All scenarios summary'!$T$6:$T$974=\"INTER\"))","v":0},0,0,{"$f":"SUMPRODUCT(('All scenarios summary'!$B$6:$B$974=$C25)*('All scenarios summary'!$D$6:$D$974>0)*('All scenarios summary'!$T$6:$T$974=\"INTER\")*'All scenarios summary'!$Q$6:$Q$974)","v":0},0,0,0,0,{"$f":"SUMPRODUCT(('All scenarios summary'!$B$6:$B$974=$C25)*('All scenarios summary'!$D$6:$D$974>0)*('All scenarios summary'!$T$6:$T$974=\"INTER\")*'All scenarios summary'!$M$6:$M$974)","v":0},0,0,{"$f":"SUMPRODUCT(('All scenarios summary'!$B$6:$B$974=$C25)*('All scenarios summary'!$D$6:$D$974>0)*('All scenarios summary'!$T$6:$T$974=\"INTER\")*('All scenarios summary'!$N$6:$N$974))","v":0},0,0,0,0,0,0,0,0,0,0,0,0,{"$f":"IF(AM25=0,,ROUND((AM25/$AM$8)-1,4))","v":0},0,0,0]
[null,null,19,"Base case - Proportion of distance needed at 60%",{"$f":"SUMPRODUCT(('All scenarios summary'!$B$6:$B$974=$C26)*('All scenarios summary'!$D$6:$D$974>0))","v":0},0,0,{"$f":"SUMPRODUCT(('All scenarios summary'!$B$6:$B$974=$C26)*('All scenarios summary'!$D$6:$D$974>0)*'All scenarios summary'!$Q$6:$Q$974)","v":0},0,0,{"$f":"SUMPRODUCT(('All scenarios summary'!$B$6:$B$974=$C26)*('All scenarios summary'!$D$6:$D$974>0)*'All scenarios summary'!$M$6:$M$974)","v":0},0,0,{"$f":"SUMPRODUCT(('All scenarios summary'!$B$6:$B$974=$C26)*('All scenarios summary'!$D$6:$D$974>0)*('All scenarios summary'!$N$6:$N$974))","v":0},0,0,{"$f":"SUMPRODUCT(('All scenarios summary'!$B$6:$B$974=$C26)*('All scenarios summary'!$D$6:$D$974>0)*('All scenarios summary'!$T$6:$T$974=\"INTER\"))","v":0},0,0,{"$f":"SUMPRODUCT(('All scenarios summary'!$B$6:$B$974=$C26)*('All scenarios summary'!$D$6:$D$974>0)*('All scenarios summary'!$T$6:$T$974=\"INTER\")*'All scenarios summary'!$Q$6:$Q$974)","v":0},0,0,0,0,{"$f":"SUMPRODUCT(('All scenarios summary'!$B$6:$B$974=$C26)*('All scenarios summary'!$D$6:$D$974>0)*('All scenarios summary'!$T$6:$T$974=\"INTER\")*'All scenarios summary'!$M$6:$M$974)","v":0},0,0,{"$f":"SUMPRODUCT(('All scenarios summary'!$B$6:$B$974=$C26)*('All scenarios summary'!$D$6:$D$974>0)*('All scenarios summary'!$T$6:$T$974=\"INTER\")*('All scenarios summary'!$N$6:$N$974))","v":0},0,0,0,0,0,0,0,0,0,0,0,0,{"$f":"IF(AM26=0,,ROUND((AM26/$AM$8)-1,4))","v":0},0,0,0]
[null,null,20,0,{"$f":"SUMPRODUCT(('All scenarios summary'!$B$6:$B$974=$C27)*('All scenarios summary'!$D$6:$D$974>0))","v":0},0,0,{"$f":"SUMPRODUCT(('All scenarios summary'!$B$6:$B$974=$C27)*('All scenarios summary'!$D$6:$D$974>0)*'All scenarios summary'!$Q$6:$Q$974)","v":0},0,0,{"$f":"SUMPRODUCT(('All scenarios summary'!$B$6:$B$974=$C27)*('All scenarios summary'!$D$6:$D$974>0)*'All scenarios summary'!$M$6:$M$974)","v":0},0,0,{"$f":"SUMPRODUCT(('All scenarios summary'!$B$6:$B$974=$C27)*('All scenarios summary'!$D$6:$D$974>0)*('All scenarios summary'!$N$6:$N$974))","v":0},0,0,{"$f":"SUMPRODUCT(('All scenarios summary'!$B$6:$B$974=$C27)*('All scenarios summary'!$D$6:$D$974>0)*('All scenarios summary'!$T$6:$T$974=\"INTER\"))","v":0},0,0,{"$f":"SUMPRODUCT(('All scenarios summary'!$B$6:$B$974=$C27)*('All scenarios summary'!$D$6:$D$974>0)*('All scenarios summary'!$T$6:$T$974=\"INTER\")*'All scenarios summary'!$Q$6:$Q$974)","v":0},0,0,0,0,{"$f":"SUMPRODUCT(('All scenarios summary'!$B$6:$B$974=$C27)*('All scenarios summary'!$D$6:$D$974>0)*('All scenarios summary'!$T$6:$T$974=\"INTER\")*'All scenarios summary'!$M$6:$M$974)","v":0},0,0,{"$f":"SUMPRODUCT(('All scenarios summary'!$B$6:$B$974=$C27)*('All scenarios summary'!$D$6:$D$974>0)*('All scenarios summary'!$T$6:$T$974=\"INTER\")*('All scenarios summary'!$N$6:$N$974))","v":0},0,0,0,0,0,0,0,0,0,0,0,0,0,0,0,0]
[null,null,21,0,{"$f":"SUMPRODUCT(('All scenarios summary'!$B$6:$B$974=$C28)*('All scenarios summary'!$D$6:$D$974>0))","v":0},0,0,{"$f":"SUMPRODUCT(('All scenarios summary'!$B$6:$B$974=$C28)*('All scenarios summary'!$D$6:$D$974>0)*'All scenarios summary'!$Q$6:$Q$974)","v":0},0,0,{"$f":"SUMPRODUCT(('All scenarios summary'!$B$6:$B$974=$C28)*('All scenarios summary'!$D$6:$D$974>0)*'All scenarios summary'!$M$6:$M$974)","v":0},0,0,{"$f":"SUMPRODUCT(('All scenarios summary'!$B$6:$B$974=$C28)*('All scenarios summary'!$D$6:$D$974>0)*('All scenarios summary'!$N$6:$N$974))","v":0},0,0,{"$f":"SUMPRODUCT(('All scenarios summary'!$B$6:$B$974=$C28)*('All scenarios summary'!$D$6:$D$974>0)*('All scenarios summary'!$T$6:$T$974=\"INTER\"))","v":0},0,0,{"$f":"SUMPRODUCT(('All scenarios summary'!$B$6:$B$974=$C28)*('All scenarios summary'!$D$6:$D$974>0)*('All scenarios summary'!$T$6:$T$974=\"INTER\")*'All scenarios summary'!$Q$6:$Q$974)","v":0},0,0,0,0,{"$f":"SUMPRODUCT(('All scenarios summary'!$B$6:$B$974=$C28)*('All scenarios summary'!$D$6:$D$974>0)*('All scenarios summary'!$T$6:$T$974=\"INTER\")*'All scenarios summary'!$M$6:$M$974)","v":0},0,0,{"$f":"SUMPRODUCT(('All scenarios summary'!$B$6:$B$974=$C28)*('All scenarios summary'!$D$6:$D$974>0)*('All scenarios summary'!$T$6:$T$974=\"INTER\")*('All scenarios summary'!$N$6:$N$974))","v":0},0,0,0,0,0,0,0,0,0,0,0,0,{"$f":"IF(AM28=0,,ROUND((AM28/$AM$8)-1,4))","v":0},0,0,0]
[null,null,22,0,{"$f":"SUMPRODUCT(('All scenarios summary'!$B$6:$B$974=$C29)*('All scenarios summary'!$D$6:$D$974>0))","v":0},0,0,{"$f":"SUMPRODUCT(('All scenarios summary'!$B$6:$B$974=$C29)*('All scenarios summary'!$D$6:$D$974>0)*'All scenarios summary'!$Q$6:$Q$974)","v":0},0,0,{"$f":"SUMPRODUCT(('All scenarios summary'!$B$6:$B$974=$C29)*('All scenarios summary'!$D$6:$D$974>0)*'All scenarios summary'!$M$6:$M$974)","v":0},0,0,{"$f":"SUMPRODUCT(('All scenarios summary'!$B$6:$B$974=$C29)*('All scenarios summary'!$D$6:$D$974>0)*('All scenarios summary'!$N$6:$N$974))","v":0},0,0,{"$f":"SUMPRODUCT(('All scenarios summary'!$B$6:$B$974=$C29)*('All scenarios summary'!$D$6:$D$974>0)*('All scenarios summary'!$T$6:$T$974=\"INTER\"))","v":0},0,0,{"$f":"SUMPRODUCT(('All scenarios summary'!$B$6:$B$974=$C29)*('All scenarios summary'!$D$6:$D$974>0)*('All scenarios summary'!$T$6:$T$974=\"INTER\")*'All scenarios summary'!$Q$6:$Q$974)","v":0},0,0,0,0,{"$f":"SUMPRODUCT(('All scenarios summary'!$B$6:$B$974=$C29)*('All scenarios summary'!$D$6:$D$974>0)*('All scenarios summary'!$T$6:$T$974=\"INTER\")*'All scenarios summary'!$M$6:$M$974)","v":0},0,0,{"$f":"SUMPRODUCT(('All scenarios summary'!$B$6:$B$974=$C29)*('All scenarios summary'!$D$6:$D$974>0)*('All scenarios summary'!$T$6:$T$974=\"INTER\")*('All scenarios summary'!$N$6:$N$974))","v":0},0,0,0,0,0,0,0,0,0,0,0,0,{"$f":"IF(AM29=0,,ROUND((AM29/$AM$8)-1,4))","v":0},0,0,0]
[null,null,23,0,{"$f":"SUMPRODUCT(('All scenarios summary'!$B$6:$B$974=$C30)*('All scenarios summary'!$D$6:$D$974>0))","v":0},0,0,{"$f":"SUMPRODUCT(('All scenarios summary'!$B$6:$B$974=$C30)*('All scenarios summary'!$D$6:$D$974>0)*'All scenarios summary'!$Q$6:$Q$974)","v":0},0,0,{"$f":"SUMPRODUCT(('All scenarios summary'!$B$6:$B$974=$C30)*('All scenarios summary'!$D$6:$D$974>0)*'All scenarios summary'!$M$6:$M$974)","v":0},0,0,{"$f":"SUMPRODUCT(('All scenarios summary'!$B$6:$B$974=$C30)*('All scenarios summary'!$D$6:$D$974>0)*('All scenarios summary'!$N$6:$N$974))","v":0},0,0,{"$f":"SUMPRODUCT(('All scenarios summary'!$B$6:$B$974=$C30)*('All scenarios summary'!$D$6:$D$974>0)*('All scenarios summary'!$T$6:$T$974=\"INTER\"))","v":0},0,0,{"$f":"SUMPRODUCT(('All scenarios summary'!$B$6:$B$974=$C30)*('All scenarios summary'!$D$6:$D$974>0)*('All scenarios summary'!$T$6:$T$974=\"INTER\")*'All scenarios summary'!$Q$6:$Q$974)","v":0},0,0,0,0,{"$f":"SUMPRODUCT(('All scenarios summary'!$B$6:$B$974=$C30)*('All scenarios summary'!$D$6:$D$974>0)*('All scenarios summary'!$T$6:$T$974=\"INTER\")*'All scenarios summary'!$M$6:$M$974)","v":0},0,0,{"$f":"SUMPRODUCT(('All scenarios summary'!$B$6:$B$974=$C30)*('All scenarios summary'!$D$6:$D$974>0)*('All scenarios summary'!$T$6:$T$974=\"INTER\")*('All scenarios summary'!$N$6:$N$974))","v":0},0,0,0,0,0,0,0,0,0,0,0,0,{"$f":"IF(AM30=0,,ROUND((AM30/$AM$8)-1,4))","v":0},0,0,0]
[null,null,24,0,{"$f":"SUMPRODUCT(('All scenarios summary'!$B$6:$B$974=$C31)*('All scenarios summary'!$D$6:$D$974>0))","v":0},0,0,{"$f":"SUMPRODUCT(('All scenarios summary'!$B$6:$B$974=$C31)*('All scenarios summary'!$D$6:$D$974>0)*'All scenarios summary'!$Q$6:$Q$974)","v":0},0,0,{"$f":"SUMPRODUCT(('All scenarios summary'!$B$6:$B$974=$C31)*('All scenarios summary'!$D$6:$D$974>0)*'All scenarios summary'!$M$6:$M$974)","v":0},0,0,{"$f":"SUMPRODUCT(('All scenarios summary'!$B$6:$B$974=$C31)*('All scenarios summary'!$D$6:$D$974>0)*('All scenarios summary'!$N$6:$N$974))","v":0},0,0,{"$f":"SUMPRODUCT(('All scenarios summary'!$B$6:$B$974=$C31)*('All scenarios summary'!$D$6:$D$974>0)*('All scenarios summary'!$T$6:$T$974=\"INTER\"))","v":0},0,0,{"$f":"SUMPRODUCT(('All scenarios summary'!$B$6:$B$974=$C31)*('All scenarios summary'!$D$6:$D$974>0)*('All scenarios summary'!$T$6:$T$974=\"INTER\")*'All scenarios summary'!$Q$6:$Q$974)","v":0},0,0,0,0,{"$f":"SUMPRODUCT(('All scenarios summary'!$B$6:$B$974=$C31)*('All scenarios summary'!$D$6:$D$974>0)*('All scenarios summary'!$T$6:$T$974=\"INTER\")*'All scenarios summary'!$M$6:$M$974)","v":0},0,0,{"$f":"SUMPRODUCT(('All scenarios summary'!$B$6:$B$974=$C31)*('All scenarios summary'!$D$6:$D$974>0)*('All scenarios summary'!$T$6:$T$974=\"INTER\")*('All scenarios summary'!$N$6:$N$974))","v":0},0,0,0,0,0,0,0,0,0,0,0,0,0,0,0,0]
[null,null,25,0,{"$f":"SUMPRODUCT(('All scenarios summary'!$B$6:$B$974=$C32)*('All scenarios summary'!$D$6:$D$974>0))","v":0},0,0,{"$f":"SUMPRODUCT(('All scenarios summary'!$B$6:$B$974=$C32)*('All scenarios summary'!$D$6:$D$974>0)*'All scenarios summary'!$Q$6:$Q$974)","v":0},0,0,{"$f":"SUMPRODUCT(('All scenarios summary'!$B$6:$B$974=$C32)*('All scenarios summary'!$D$6:$D$974>0)*'All scenarios summary'!$M$6:$M$974)","v":0},0,0,{"$f":"SUMPRODUCT(('All scenarios summary'!$B$6:$B$974=$C32)*('All scenarios summary'!$D$6:$D$974>0)*('All scenarios summary'!$N$6:$N$974))","v":0},0,0,{"$f":"SUMPRODUCT(('All scenarios summary'!$B$6:$B$974=$C32)*('All scenarios summary'!$D$6:$D$974>0)*('All scenarios summary'!$T$6:$T$974=\"INTER\"))","v":0},0,0,{"$f":"SUMPRODUCT(('All scenarios summary'!$B$6:$B$974=$C32)*('All scenarios summary'!$D$6:$D$974>0)*('All scenarios summary'!$T$6:$T$974=\"INTER\")*'All scenarios summary'!$Q$6:$Q$974)","v":0},0,0,0,0,{"$f":"SUMPRODUCT(('All scenarios summary'!$B$6:$B$974=$C32)*('All scenarios summary'!$D$6:$D$974>0)*('All scenarios summary'!$T$6:$T$974=\"INTER\")*'All scenarios summary'!$M$6:$M$974)","v":0},0,0,{"$f":"SUMPRODUCT(('All scenarios summary'!$B$6:$B$974=$C32)*('All scenarios summary'!$D$6:$D$974>0)*('All scenarios summary'!$T$6:$T$974=\"INTER\")*('All scenarios summary'!$N$6:$N$974))","v":0},0,0,0,0,0,0,0,0,0,0,0,0,{"$f":"IF(AM32=0,,ROUND((AM32/$AM$8)-1,4))","v":0},0,0,0]
[null,null,26,0,{"$f":"SUMPRODUCT(('All scenarios summary'!$B$6:$B$974=$C33)*('All scenarios summary'!$D$6:$D$974>0))","v":0},0,0,{"$f":"SUMPRODUCT(('All scenarios summary'!$B$6:$B$974=$C33)*('All scenarios summary'!$D$6:$D$974>0)*'All scenarios summary'!$Q$6:$Q$974)","v":0},0,0,{"$f":"SUMPRODUCT(('All scenarios summary'!$B$6:$B$974=$C33)*('All scenarios summary'!$D$6:$D$974>0)*'All scenarios summary'!$M$6:$M$974)","v":0},0,0,{"$f":"SUMPRODUCT(('All scenarios summary'!$B$6:$B$974=$C33)*('All scenarios summary'!$D$6:$D$974>0)*('All scenarios summary'!$N$6:$N$974))","v":0},0,0,{"$f":"SUMPRODUCT(('All scenarios summary'!$B$6:$B$974=$C33)*('All scenarios summary'!$D$6:$D$974>0)*('All scenarios summary'!$T$6:$T$974=\"INTER\"))","v":0},0,0,{"$f":"SUMPRODUCT(('All scenarios summary'!$B$6:$B$974=$C33)*('All scenarios summary'!$D$6:$D$974>0)*('All scenarios summary'!$T$6:$T$974=\"INTER\")*'All scenarios summary'!$Q$6:$Q$974)","v":0},0,0,0,0,{"$f":"SUMPRODUCT(('All scenarios summary'!$B$6:$B$974=$C33)*('All scenarios summary'!$D$6:$D$974>0)*('All scenarios summary'!$T$6:$T$974=\"INTER\")*'All scenarios summary'!$M$6:$M$974)","v":0},0,0,{"$f":"SUMPRODUCT(('All scenarios summary'!$B$6:$B$974=$C33)*('All scenarios summary'!$D$6:$D$974>0)*('All scenarios summary'!$T$6:$T$974=\"INTER\")*('All scenarios summary'!$N$6:$N$974))","v":0},0,0,0,0,0,0,0,0,0,0,0,0,{"$f":"IF(AM33=0,,ROUND((AM33/$AM$8)-1,4))","v":0},0,0,0]
[null,null,27,0,{"$f":"SUMPRODUCT(('All scenarios summary'!$B$6:$B$974=$C34)*('All scenarios summary'!$D$6:$D$974>0))","v":0},0,0,{"$f":"SUMPRODUCT(('All scenarios summary'!$B$6:$B$974=$C34)*('All scenarios summary'!$D$6:$D$974>0)*'All scenarios summary'!$Q$6:$Q$974)","v":0},0,0,{"$f":"SUMPRODUCT(('All scenarios summary'!$B$6:$B$974=$C34)*('All scenarios summary'!$D$6:$D$974>0)*'All scenarios summary'!$M$6:$M$974)","v":0},0,0,{"$f":"SUMPRODUCT(('All scenarios summary'!$B$6:$B$974=$C34)*('All scenarios summary'!$D$6:$D$974>0)*('All scenarios summary'!$N$6:$N$974))","v":0},0,0,{"$f":"SUMPRODUCT(('All scenarios summary'!$B$6:$B$974=$C34)*('All scenarios summary'!$D$6:$D$974>0)*('All scenarios summary'!$T$6:$T$974=\"INTER\"))","v":0},0,0,{"$f":"SUMPRODUCT(('All scenarios summary'!$B$6:$B$974=$C34)*('All scenarios summary'!$D$6:$D$974>0)*('All scenarios summary'!$T$6:$T$974=\"INTER\")*'All scenarios summary'!$Q$6:$Q$974)","v":0},0,0,0,0,{"$f":"SUMPRODUCT(('All scenarios summary'!$B$6:$B$974=$C34)*('All scenarios summary'!$D$6:$D$974>0)*('All scenarios summary'!$T$6:$T$974=\"INTER\")*'All scenarios summary'!$M$6:$M$974)","v":0},0,0,{"$f":"SUMPRODUCT(('All scenarios summary'!$B$6:$B$974=$C34)*('All scenarios summary'!$D$6:$D$974>0)*('All scenarios summary'!$T$6:$T$974=\"INTER\")*('All scenarios summary'!$N$6:$N$974))","v":0},0,0,0,0,0,0,0,0,0,0,0,0,{"$f":"IF(AM34=0,,ROUND((AM34/$AM$8)-1,4))","v":0},0,0,0]
[null,null,28,0,{"$f":"SUMPRODUCT(('All scenarios summary'!$B$6:$B$974=$C35)*('All scenarios summary'!$D$6:$D$974>0))","v":0},0,0,{"$f":"SUMPRODUCT(('All scenarios summary'!$B$6:$B$974=$C35)*('All scenarios summary'!$D$6:$D$974>0)*'All scenarios summary'!$Q$6:$Q$974)","v":0},0,0,{"$f":"SUMPRODUCT(('All scenarios summary'!$B$6:$B$974=$C35)*('All scenarios summary'!$D$6:$D$974>0)*'All scenarios summary'!$M$6:$M$974)","v":0},0,0,{"$f":"SUMPRODUCT(('All scenarios summary'!$B$6:$B$974=$C35)*('All scenarios summary'!$D$6:$D$974>0)*('All scenarios summary'!$N$6:$N$974))","v":0},0,0,{"$f":"SUMPRODUCT(('All scenarios summary'!$B$6:$B$974=$C35)*('All scenarios summary'!$D$6:$D$974>0)*('All scenarios summary'!$T$6:$T$974=\"INTER\"))","v":0},0,0,{"$f":"SUMPRODUCT(('All scenarios summary'!$B$6:$B$974=$C35)*('All scenarios summary'!$D$6:$D$974>0)*('All scenarios summary'!$T$6:$T$974=\"INTER\")*'All scenarios summary'!$Q$6:$Q$974)","v":0},0,0,0,0,{"$f":"SUMPRODUCT(('All scenarios summary'!$B$6:$B$974=$C35)*('All scenarios summary'!$D$6:$D$974>0)*('All scenarios summary'!$T$6:$T$974=\"INTER\")*'All scenarios summary'!$M$6:$M$974)","v":0},0,0,{"$f":"SUMPRODUCT(('All scenarios summary'!$B$6:$B$974=$C35)*('All scenarios summary'!$D$6:$D$974>0)*('All scenarios summary'!$T$6:$T$974=\"INTER\")*('All scenarios summary'!$N$6:$N$974))","v":0},0,0,0,0,0,0,0,0,0,0,0,0,{"$f":"IF(AM35=0,,ROUND((AM35/$AM$8)-1,4))","v":0},0,0,0]
[null,null,29,0,{"$f":"SUMPRODUCT(('All scenarios summary'!$B$6:$B$974=$C36)*('All scenarios summary'!$D$6:$D$974>0))","v":0},0,0,{"$f":"SUMPRODUCT(('All scenarios summary'!$B$6:$B$974=$C36)*('All scenarios summary'!$D$6:$D$974>0)*'All scenarios summary'!$Q$6:$Q$974)","v":0},0,0,{"$f":"SUMPRODUCT(('All scenarios summary'!$B$6:$B$974=$C36)*('All scenarios summary'!$D$6:$D$974>0)*'All scenarios summary'!$M$6:$M$974)","v":0},0,0,{"$f":"SUMPRODUCT(('All scenarios summary'!$B$6:$B$974=$C36)*('All scenarios summary'!$D$6:$D$974>0)*('All scenarios summary'!$N$6:$N$974))","v":0},0,0,{"$f":"SUMPRODUCT(('All scenarios summary'!$B$6:$B$974=$C36)*('All scenarios summary'!$D$6:$D$974>0)*('All scenarios summary'!$T$6:$T$974=\"INTER\"))","v":0},0,0,{"$f":"SUMPRODUCT(('All scenarios summary'!$B$6:$B$974=$C36)*('All scenarios summary'!$D$6:$D$974>0)*('All scenarios summary'!$T$6:$T$974=\"INTER\")*'All scenarios summary'!$Q$6:$Q$974)","v":0},0,0,0,0,{"$f":"SUMPRODUCT(('All scenarios summary'!$B$6:$B$974=$C36)*('All scenarios summary'!$D$6:$D$974>0)*('All scenarios summary'!$T$6:$T$974=\"INTER\")*'All scenarios summary'!$M$6:$M$974)","v":0},0,0,{"$f":"SUMPRODUCT(('All scenarios summary'!$B$6:$B$974=$C36)*('All scenarios summary'!$D$6:$D$974>0)*('All scenarios summary'!$T$6:$T$974=\"INTER\")*('All scenarios summary'!$N$6:$N$974))","v":0},0,0,0,0,0,0,0,0,0,0,0,0,0,0,0,0]
[null,null,30,0,{"$f":"SUMPRODUCT(('All scenarios summary'!$B$6:$B$974=$C37)*('All scenarios summary'!$D$6:$D$974>0))","v":0},0,0,{"$f":"SUMPRODUCT(('All scenarios summary'!$B$6:$B$974=$C37)*('All scenarios summary'!$D$6:$D$974>0)*'All scenarios summary'!$Q$6:$Q$974)","v":0},0,0,{"$f":"SUMPRODUCT(('All scenarios summary'!$B$6:$B$974=$C37)*('All scenarios summary'!$D$6:$D$974>0)*'All scenarios summary'!$M$6:$M$974)","v":0},0,0,{"$f":"SUMPRODUCT(('All scenarios summary'!$B$6:$B$974=$C37)*('All scenarios summary'!$D$6:$D$974>0)*('All scenarios summary'!$N$6:$N$974))","v":0},0,0,{"$f":"SUMPRODUCT(('All scenarios summary'!$B$6:$B$974=$C37)*('All scenarios summary'!$D$6:$D$974>0)*('All scenarios summary'!$T$6:$T$974=\"INTER\"))","v":0},0,0,{"$f":"SUMPRODUCT(('All scenarios summary'!$B$6:$B$974=$C37)*('All scenarios summary'!$D$6:$D$974>0)*('All scenarios summary'!$T$6:$T$974=\"INTER\")*'All scenarios summary'!$Q$6:$Q$974)","v":0},0,0,0,0,{"$f":"SUMPRODUCT(('All scenarios summary'!$B$6:$B$974=$C37)*('All scenarios summary'!$D$6:$D$974>0)*('All scenarios summary'!$T$6:$T$974=\"INTER\")*'All scenarios summary'!$M$6:$M$974)","v":0},0,0,{"$f":"SUMPRODUCT(('All scenarios summary'!$B$6:$B$974=$C37)*('All scenarios summary'!$D$6:$D$974>0)*('All scenarios summary'!$T$6:$T$974=\"INTER\")*('All scenarios summary'!$N$6:$N$974))","v":0},0,0,0,0,0,0,0,0,0,0,0,0,{"$f":"IF(AM37=0,,ROUND((AM37/$AM$8)-1,4))","v":0},0,0,0]
[null,null,{"$f":"C37+1","v":31},0,{"$f":"SUMPRODUCT(('All scenarios summary'!$B$6:$B$974=$C38)*('All scenarios summary'!$D$6:$D$974>0))","v":0},0,0,{"$f":"SUMPRODUCT(('All scenarios summary'!$B$6:$B$974=$C38)*('All scenarios summary'!$D$6:$D$974>0)*'All scenarios summary'!$Q$6:$Q$974)","v":0},0,0,{"$f":"SUMPRODUCT(('All scenarios summary'!$B$6:$B$974=$C38)*('All scenarios summary'!$D$6:$D$974>0)*'All scenarios summary'!$M$6:$M$974)","v":0},0,0,{"$f":"SUMPRODUCT(('All scenarios summary'!$B$6:$B$974=$C38)*('All scenarios summary'!$D$6:$D$974>0)*('All scenarios summary'!$N$6:$N$974))","v":0},0,0,{"$f":"SUMPRODUCT(('All scenarios summary'!$B$6:$B$974=$C38)*('All scenarios summary'!$D$6:$D$974>0)*('All scenarios summary'!$T$6:$T$974=\"INTER\"))","v":0},0,0,{"$f":"SUMPRODUCT(('All scenarios summary'!$B$6:$B$974=$C38)*('All scenarios summary'!$D$6:$D$974>0)*('All scenarios summary'!$T$6:$T$974=\"INTER\")*'All scenarios summary'!$Q$6:$Q$974)","v":0},0,0,0,0,{"$f":"SUMPRODUCT(('All scenarios summary'!$B$6:$B$974=$C38)*('All scenarios summary'!$D$6:$D$974>0)*('All scenarios summary'!$T$6:$T$974=\"INTER\")*'All scenarios summary'!$M$6:$M$974)","v":0},0,0,{"$f":"SUMPRODUCT(('All scenarios summary'!$B$6:$B$974=$C38)*('All scenarios summary'!$D$6:$D$974>0)*('All scenarios summary'!$T$6:$T$974=\"INTER\")*('All scenarios summary'!$N$6:$N$974))","v":0},0,0,0,0,0,0,0,0,0,0,0,0,{"$f":"IF(AM38=0,,ROUND((AM38/$AM$8)-1,4))","v":0},0,0,0]
[null,null,32,0,{"$f":"SUMPRODUCT(('All scenarios summary'!$B$6:$B$974=$C39)*('All scenarios summary'!$D$6:$D$974>0))","v":0},0,0,{"$f":"SUMPRODUCT(('All scenarios summary'!$B$6:$B$974=$C39)*('All scenarios summary'!$D$6:$D$974>0)*'All scenarios summary'!$Q$6:$Q$974)","v":0},0,0,{"$f":"SUMPRODUCT(('All scenarios summary'!$B$6:$B$974=$C39)*('All scenarios summary'!$D$6:$D$974>0)*'All scenarios summary'!$M$6:$M$974)","v":0},0,0,{"$f":"SUMPRODUCT(('All scenarios summary'!$B$6:$B$974=$C39)*('All scenarios summary'!$D$6:$D$974>0)*('All scenarios summary'!$N$6:$N$974))","v":0},0,0,{"$f":"SUMPRODUCT(('All scenarios summary'!$B$6:$B$974=$C39)*('All scenarios summary'!$D$6:$D$974>0)*('All scenarios summary'!$T$6:$T$974=\"INTER\"))","v":0},0,0,{"$f":"SUMPRODUCT(('All scenarios summary'!$B$6:$B$974=$C39)*('All scenarios summary'!$D$6:$D$974>0)*('All scenarios summary'!$T$6:$T$974=\"INTER\")*'All scenarios summary'!$Q$6:$Q$974)","v":0},0,0,0,0,{"$f":"SUMPRODUCT(('All scenarios summary'!$B$6:$B$974=$C39)*('All scenarios summary'!$D$6:$D$974>0)*('All scenarios summary'!$T$6:$T$974=\"INTER\")*'All scenarios summary'!$M$6:$M$974)","v":0},0,0,{"$f":"SUMPRODUCT(('All scenarios summary'!$B$6:$B$974=$C39)*('All scenarios summary'!$D$6:$D$974>0)*('All scenarios summary'!$T$6:$T$974=\"INTER\")*('All scenarios summary'!$N$6:$N$974))","v":0},0,0,0,0,0,0,0,0,0,0,0,0,{"$f":"IF(AM39=0,,ROUND((AM39/$AM$8)-1,4))","v":0},0,0,0]
[null,null,33,{"$f":"IFERROR(INDEX(lst_scenarios,1,$C40),)","v":0},{"$f":"SUMPRODUCT(('All scenarios summary'!$B$6:$B$974=$C40)*('All scenarios summary'!$D$6:$D$974>0))","v":0},0,0,{"$f":"SUMPRODUCT(('All scenarios summary'!$B$6:$B$974=$C40)*('All scenarios summary'!$D$6:$D$974>0)*'All scenarios summary'!$Q$6:$Q$974)","v":0},0,0,{"$f":"SUMPRODUCT(('All scenarios summary'!$B$6:$B$974=$C40)*('All scenarios summary'!$D$6:$D$974>0)*'All scenarios summary'!$M$6:$M$974)","v":0},0,0,{"$f":"SUMPRODUCT(('All scenarios summary'!$B$6:$B$974=$C40)*('All scenarios summary'!$D$6:$D$974>0)*('All scenarios summary'!$N$6:$N$974))","v":0},0,0,{"$f":"SUMPRODUCT(('All scenarios summary'!$B$6:$B$974=$C40)*('All scenarios summary'!$D$6:$D$974>0)*('All scenarios summary'!$T$6:$T$974=\"INTER\"))","v":0},0,0,{"$f":"SUMPRODUCT(('All scenarios summary'!$B$6:$B$974=$C40)*('All scenarios summary'!$D$6:$D$974>0)*('All scenarios summary'!$T$6:$T$974=\"INTER\")*'All scenarios summary'!$Q$6:$Q$974)","v":0},0,0,{"$f":"IF(T40=0,,T40/H40)","v":0},0,{"$f":"SUMPRODUCT(('All scenarios summary'!$B$6:$B$974=$C40)*('All scenarios summary'!$D$6:$D$974>0)*('All scenarios summary'!$T$6:$T$974=\"INTER\")*'All scenarios summary'!$M$6:$M$974)","v":0},0,0,{"$f":"SUMPRODUCT(('All scenarios summary'!$B$6:$B$974=$C40)*('All scenarios summary'!$D$6:$D$974>0)*('All scenarios summary'!$T$6:$T$974=\"INTER\")*('All scenarios summary'!$N$6:$N$974))","v":0},0,0,{"$f":"E40-Q40","v":0},0,0,{"$f":"H40-T40","v":0},0,0,0,0,{"$f":"K40-Y40","v":0},0,{"$f":"IF(AM40=0,,ROUND((AM40/$AM$8)-1,4))","v":0},{"$f":"N40-AB40","v":0},0,0]
[null,null,34,0,{"$f":"SUMPRODUCT(('All scenarios summary'!$B$6:$B$974=$C41)*('All scenarios summary'!$D$6:$D$974>0))","v":0},0,0,{"$f":"SUMPRODUCT(('All scenarios summary'!$B$6:$B$974=$C41)*('All scenarios summary'!$D$6:$D$974>0)*'All scenarios summary'!$Q$6:$Q$974)","v":0},0,{"$f":"IF(H41=0,,(H41/$H$8)-1)","v":0},{"$f":"SUMPRODUCT(('All scenarios summary'!$B$6:$B$974=$C41)*('All scenarios summary'!$D$6:$D$974>0)*'All scenarios summary'!$M$6:$M$974)","v":0},0,0,{"$f":"SUMPRODUCT(('All scenarios summary'!$B$6:$B$974=$C41)*('All scenarios summary'!$D$6:$D$974>0)*('All scenarios summary'!$N$6:$N$974))","v":0},0,{"$f":"IF(N41=0,,(N41/$N$8)-1)","v":0},{"$f":"SUMPRODUCT(('All scenarios summary'!$B$6:$B$974=$C41)*('All scenarios summary'!$D$6:$D$974>0)*('All scenarios summary'!$T$6:$T$974=\"INTER\"))","v":0},0,0,{"$f":"SUMPRODUCT(('All scenarios summary'!$B$6:$B$974=$C41)*('All scenarios summary'!$D$6:$D$974>0)*('All scenarios summary'!$T$6:$T$974=\"INTER\")*'All scenarios summary'!$Q$6:$Q$974)","v":0},0,0,0,0,{"$f":"SUMPRODUCT(('All scenarios summary'!$B$6:$B$974=$C41)*('All scenarios summary'!$D$6:$D$974>0)*('All scenarios summary'!$T$6:$T$974=\"INTER\")*'All scenarios summary'!$M$6:$M$974)","v":0},0,0,{"$f":"SUMPRODUCT(('All scenarios summary'!$B$6:$B$974=$C41)*('All scenarios summary'!$D$6:$D$974>0)*('All scenarios summary'!$T$6:$T$974=\"INTER\")*('All scenarios summary'!$N$6:$N$974))","v":0},0,0,0,0,0,0,0,0,0,0,0,0,{"$f":"IF(AM41=0,,ROUND((AM41/$AM$8)-1,4))","v":0},0,0,0]
[null,null,35,0,{"$f":"SUMPRODUCT(('All scenarios summary'!$B$6:$B$974=$C42)*('All scenarios summary'!$D$6:$D$974>0))","v":0},0,0,{"$f":"SUMPRODUCT(('All scenarios summary'!$B$6:$B$974=$C42)*('All scenarios summary'!$D$6:$D$974>0)*'All scenarios summary'!$Q$6:$Q$974)","v":0},0,0,{"$f":"SUMPRODUCT(('All scenarios summary'!$B$6:$B$974=$C42)*('All scenarios summary'!$D$6:$D$974>0)*'All scenarios summary'!$M$6:$M$974)","v":0},0,0,{"$f":"SUMPRODUCT(('All scenarios summary'!$B$6:$B$974=$C42)*('All scenarios summary'!$D$6:$D$974>0)*('All scenarios summary'!$N$6:$N$974))","v":0},0,0,{"$f":"SUMPRODUCT(('All scenarios summary'!$B$6:$B$974=$C42)*('All scenarios summary'!$D$6:$D$974>0)*('All scenarios summary'!$T$6:$T$974=\"INTER\"))","v":0},0,0,{"$f":"SUMPRODUCT(('All scenarios summary'!$B$6:$B$974=$C42)*('All scenarios summary'!$D$6:$D$974>0)*('All scenarios summary'!$T$6:$T$974=\"INTER\")*'All scenarios summary'!$Q$6:$Q$974)","v":0},0,0,0,0,{"$f":"SUMPRODUCT(('All scenarios summary'!$B$6:$B$974=$C42)*('All scenarios summary'!$D$6:$D$974>0)*('All scenarios summary'!$T$6:$T$974=\"INTER\")*'All scenarios summary'!$M$6:$M$974)","v":0},0,0,{"$f":"SUMPRODUCT(('All scenarios summary'!$B$6:$B$974=$C42)*('All scenarios summary'!$D$6:$D$974>0)*('All scenarios summary'!$T$6:$T$974=\"INTER\")*('All scenarios summary'!$N$6:$N$974))","v":0},0,0,0,0,0,0,0,0,0,0,0,0,{"$f":"IF(AM42=0,,ROUND((AM42/$AM$8)-1,4))","v":0},0,0,0]
[null,null,36,0,{"$f":"SUMPRODUCT(('All scenarios summary'!$B$6:$B$974=$C43)*('All scenarios summary'!$D$6:$D$974>0))","v":0},0,0,{"$f":"SUMPRODUCT(('All scenarios summary'!$B$6:$B$974=$C43)*('All scenarios summary'!$D$6:$D$974>0)*'All scenarios summary'!$Q$6:$Q$974)","v":0},0,0,{"$f":"SUMPRODUCT(('All scenarios summary'!$B$6:$B$974=$C43)*('All scenarios summary'!$D$6:$D$974>0)*'All scenarios summary'!$M$6:$M$974)","v":0},0,0,{"$f":"SUMPRODUCT(('All scenarios summary'!$B$6:$B$974=$C43)*('All scenarios summary'!$D$6:$D$974>0)*('All scenarios summary'!$N$6:$N$974))","v":0},0,0,{"$f":"SUMPRODUCT(('All scenarios summary'!$B$6:$B$974=$C43)*('All scenarios summary'!$D$6:$D$974>0)*('All scenarios summary'!$T$6:$T$974=\"INTER\"))","v":0},0,0,{"$f":"SUMPRODUCT(('All scenarios summary'!$B$6:$B$974=$C43)*('All scenarios summary'!$D$6:$D$974>0)*('All scenarios summary'!$T$6:$T$974=\"INTER\")*'All scenarios summary'!$Q$6:$Q$974)","v":0},0,0,0,0,{"$f":"SUMPRODUCT(('All scenarios summary'!$B$6:$B$974=$C43)*('All scenarios summary'!$D$6:$D$974>0)*('All scenarios summary'!$T$6:$T$974=\"INTER\")*'All scenarios summary'!$M$6:$M$974)","v":0},0,0,{"$f":"SUMPRODUCT(('All scenarios summary'!$B$6:$B$974=$C43)*('All scenarios summary'!$D$6:$D$974>0)*('All scenarios summary'!$T$6:$T$974=\"INTER\")*('All scenarios summary'!$N$6:$N$974))","v":0},0,0,0,0,0,0,0,0,0,0,0,0,{"$f":"IF(AM43=0,,ROUND((AM43/$AM$8)-1,4))","v":0},0,0,0]
[null,null,37,0,{"$f":"SUMPRODUCT(('All scenarios summary'!$B$6:$B$974=$C44)*('All scenarios summary'!$D$6:$D$974>0))","v":0},0,0,{"$f":"SUMPRODUCT(('All scenarios summary'!$B$6:$B$974=$C44)*('All scenarios summary'!$D$6:$D$974>0)*'All scenarios summary'!$Q$6:$Q$974)","v":0},0,0,{"$f":"SUMPRODUCT(('All scenarios summary'!$B$6:$B$974=$C44)*('All scenarios summary'!$D$6:$D$974>0)*'All scenarios summary'!$M$6:$M$974)","v":0},0,0,{"$f":"SUMPRODUCT(('All scenarios summary'!$B$6:$B$974=$C44)*('All scenarios summary'!$D$6:$D$974>0)*('All scenarios summary'!$N$6:$N$974))","v":0},0,0,{"$f":"SUMPRODUCT(('All scenarios summary'!$B$6:$B$974=$C44)*('All scenarios summary'!$D$6:$D$974>0)*('All scenarios summary'!$T$6:$T$974=\"INTER\"))","v":0},0,0,{"$f":"SUMPRODUCT(('All scenarios summary'!$B$6:$B$974=$C44)*('All scenarios summary'!$D$6:$D$974>0)*('All scenarios summary'!$T$6:$T$974=\"INTER\")*'All scenarios summary'!$Q$6:$Q$974)","v":0},0,0,0,0,{"$f":"SUMPRODUCT(('All scenarios summary'!$B$6:$B$974=$C44)*('All scenarios summary'!$D$6:$D$974>0)*('All scenarios summary'!$T$6:$T$974=\"INTER\")*'All scenarios summary'!$M$6:$M$974)","v":0},0,0,{"$f":"SUMPRODUCT(('All scenarios summary'!$B$6:$B$974=$C44)*('All scenarios summary'!$D$6:$D$974>0)*('All scenarios summary'!$T$6:$T$974=\"INTER\")*('All scenarios summary'!$N$6:$N$974))","v":0},0,0,0,0,0,0,0,0,0,0,0,0,{"$f":"IF(AM44=0,,ROUND((AM44/$AM$8)-1,4))","v":0},0,0,0]
[null,null,38,0,{"$f":"SUMPRODUCT(('All scenarios summary'!$B$6:$B$974=$C45)*('All scenarios summary'!$D$6:$D$974>0))","v":0},0,0,{"$f":"SUMPRODUCT(('All scenarios summary'!$B$6:$B$974=$C45)*('All scenarios summary'!$D$6:$D$974>0)*'All scenarios summary'!$Q$6:$Q$974)","v":0},0,0,{"$f":"SUMPRODUCT(('All scenarios summary'!$B$6:$B$974=$C45)*('All scenarios summary'!$D$6:$D$974>0)*'All scenarios summary'!$M$6:$M$974)","v":0},0,0,{"$f":"SUMPRODUCT(('All scenarios summary'!$B$6:$B$974=$C45)*('All scenarios summary'!$D$6:$D$974>0)*('All scenarios summary'!$N$6:$N$974))","v":0},0,0,{"$f":"SUMPRODUCT(('All scenarios summary'!$B$6:$B$974=$C45)*('All scenarios summary'!$D$6:$D$974>0)*('All scenarios summary'!$T$6:$T$974=\"INTER\"))","v":0},0,0,{"$f":"SUMPRODUCT(('All scenarios summary'!$B$6:$B$974=$C45)*('All scenarios summary'!$D$6:$D$974>0)*('All scenarios summary'!$T$6:$T$974=\"INTER\")*'All scenarios summary'!$Q$6:$Q$974)","v":0},0,0,0,0,{"$f":"SUMPRODUCT(('All scenarios summary'!$B$6:$B$974=$C45)*('All scenarios summary'!$D$6:$D$974>0)*('All scenarios summary'!$T$6:$T$974=\"INTER\")*'All scenarios summary'!$M$6:$M$974)","v":0},0,0,{"$f":"SUMPRODUCT(('All scenarios summary'!$B$6:$B$974=$C45)*('All scenarios summary'!$D$6:$D$974>0)*('All scenarios summary'!$T$6:$T$974=\"INTER\")*('All scenarios summary'!$N$6:$N$974))","v":0},0,0,0,0,0,0,0,0,0,0,0,0,0,0,0,0]
[null,null,39,0,{"$f":"SUMPRODUCT(('All scenarios summary'!$B$6:$B$974=$C46)*('All scenarios summary'!$D$6:$D$974>0))","v":0},0,0,{"$f":"SUMPRODUCT(('All scenarios summary'!$B$6:$B$974=$C46)*('All scenarios summary'!$D$6:$D$974>0)*'All scenarios summary'!$Q$6:$Q$974)","v":0},0,0,{"$f":"SUMPRODUCT(('All scenarios summary'!$B$6:$B$974=$C46)*('All scenarios summary'!$D$6:$D$974>0)*'All scenarios summary'!$M$6:$M$974)","v":0},0,0,{"$f":"SUMPRODUCT(('All scenarios summary'!$B$6:$B$974=$C46)*('All scenarios summary'!$D$6:$D$974>0)*('All scenarios summary'!$N$6:$N$974))","v":0},0,0,{"$f":"SUMPRODUCT(('All scenarios summary'!$B$6:$B$974=$C46)*('All scenarios summary'!$D$6:$D$974>0)*('All scenarios summary'!$T$6:$T$974=\"INTER\"))","v":0},0,0,{"$f":"SUMPRODUCT(('All scenarios summary'!$B$6:$B$974=$C46)*('All scenarios summary'!$D$6:$D$974>0)*('All scenarios summary'!$T$6:$T$974=\"INTER\")*'All scenarios summary'!$Q$6:$Q$974)","v":0},0,0,0,0,{"$f":"SUMPRODUCT(('All scenarios summary'!$B$6:$B$974=$C46)*('All scenarios summary'!$D$6:$D$974>0)*('All scenarios summary'!$T$6:$T$974=\"INTER\")*'All scenarios summary'!$M$6:$M$974)","v":0},0,0,{"$f":"SUMPRODUCT(('All scenarios summary'!$B$6:$B$974=$C46)*('All scenarios summary'!$D$6:$D$974>0)*('All scenarios summary'!$T$6:$T$974=\"INTER\")*('All scenarios summary'!$N$6:$N$974))","v":0},0,0,0,0,0,0,0,0,0,0,0,0,{"$f":"IF(AM46=0,,ROUND((AM46/$AM$8)-1,4))","v":0},0,0,0]
[null,null,40,0,{"$f":"SUMPRODUCT(('All scenarios summary'!$B$6:$B$974=$C47)*('All scenarios summary'!$D$6:$D$974>0))","v":0},0,0,{"$f":"SUMPRODUCT(('All scenarios summary'!$B$6:$B$974=$C47)*('All scenarios summary'!$D$6:$D$974>0)*'All scenarios summary'!$Q$6:$Q$974)","v":0},0,0,{"$f":"SUMPRODUCT(('All scenarios summary'!$B$6:$B$974=$C47)*('All scenarios summary'!$D$6:$D$974>0)*'All scenarios summary'!$M$6:$M$974)","v":0},0,0,{"$f":"SUMPRODUCT(('All scenarios summary'!$B$6:$B$974=$C47)*('All scenarios summary'!$D$6:$D$974>0)*('All scenarios summary'!$N$6:$N$974))","v":0},0,0,{"$f":"SUMPRODUCT(('All scenarios summary'!$B$6:$B$974=$C47)*('All scenarios summary'!$D$6:$D$974>0)*('All scenarios summary'!$T$6:$T$974=\"INTER\"))","v":0},0,0,{"$f":"SUMPRODUCT(('All scenarios summary'!$B$6:$B$974=$C47)*('All scenarios summary'!$D$6:$D$974>0)*('All scenarios summary'!$T$6:$T$974=\"INTER\")*'All scenarios summary'!$Q$6:$Q$974)","v":0},0,0,0,0,{"$f":"SUMPRODUCT(('All scenarios summary'!$B$6:$B$974=$C47)*('All scenarios summary'!$D$6:$D$974>0)*('All scenarios summary'!$T$6:$T$974=\"INTER\")*'All scenarios summary'!$M$6:$M$974)","v":0},0,0,{"$f":"SUMPRODUCT(('All scenarios summary'!$B$6:$B$974=$C47)*('All scenarios summary'!$D$6:$D$974>0)*('All scenarios summary'!$T$6:$T$974=\"INTER\")*('All scenarios summary'!$N$6:$N$974))","v":0},0,0,0,0,0,0,0,0,0,0,0,0,{"$f":"IF(AM47=0,,ROUND((AM47/$AM$8)-1,4))","v":0},0,0,0]
[null,null,41,0,{"$f":"SUMPRODUCT(('All scenarios summary'!$B$6:$B$974=$C48)*('All scenarios summary'!$D$6:$D$974>0))","v":0},0,0,{"$f":"SUMPRODUCT(('All scenarios summary'!$B$6:$B$974=$C48)*('All scenarios summary'!$D$6:$D$974>0)*'All scenarios summary'!$Q$6:$Q$974)","v":0},0,0,{"$f":"SUMPRODUCT(('All scenarios summary'!$B$6:$B$974=$C48)*('All scenarios summary'!$D$6:$D$974>0)*'All scenarios summary'!$M$6:$M$974)","v":0},0,0,{"$f":"SUMPRODUCT(('All scenarios summary'!$B$6:$B$974=$C48)*('All scenarios summary'!$D$6:$D$974>0)*('All scenarios summary'!$N$6:$N$974))","v":0},0,0,{"$f":"SUMPRODUCT(('All scenarios summary'!$B$6:$B$974=$C48)*('All scenarios summary'!$D$6:$D$974>0)*('All scenarios summary'!$T$6:$T$974=\"INTER\"))","v":0},0,0,{"$f":"SUMPRODUCT(('All scenarios summary'!$B$6:$B$974=$C48)*('All scenarios summary'!$D$6:$D$974>0)*('All scenarios summary'!$T$6:$T$974=\"INTER\")*'All scenarios summary'!$Q$6:$Q$974)","v":0},0,0,0,0,{"$f":"SUMPRODUCT(('All scenarios summary'!$B$6:$B$974=$C48)*('All scenarios summary'!$D$6:$D$974>0)*('All scenarios summary'!$T$6:$T$974=\"INTER\")*'All scenarios summary'!$M$6:$M$974)","v":0},0,0,{"$f":"SUMPRODUCT(('All scenarios summary'!$B$6:$B$974=$C48)*('All scenarios summary'!$D$6:$D$974>0)*('All scenarios summary'!$T$6:$T$974=\"INTER\")*('All scenarios summary'!$N$6:$N$974))","v":0},0,0,0,0,0,0,0,0,0,0,0,0,{"$f":"IF(AM48=0,,ROUND((AM48/$AM$8)-1,4))","v":0},0,0,0]
[null,null,42,0,{"$f":"SUMPRODUCT(('All scenarios summary'!$B$6:$B$974=$C49)*('All scenarios summary'!$D$6:$D$974>0))","v":0},0,0,{"$f":"SUMPRODUCT(('All scenarios summary'!$B$6:$B$974=$C49)*('All scenarios summary'!$D$6:$D$974>0)*'All scenarios summary'!$Q$6:$Q$974)","v":0},0,0,{"$f":"SUMPRODUCT(('All scenarios summary'!$B$6:$B$974=$C49)*('All scenarios summary'!$D$6:$D$974>0)*'All scenarios summary'!$M$6:$M$974)","v":0},0,0,{"$f":"SUMPRODUCT(('All scenarios summary'!$B$6:$B$974=$C49)*('All scenarios summary'!$D$6:$D$974>0)*('All scenarios summary'!$N$6:$N$974))","v":0},0,0,{"$f":"SUMPRODUCT(('All scenarios summary'!$B$6:$B$974=$C49)*('All scenarios summary'!$D$6:$D$974>0)*('All scenarios summary'!$T$6:$T$974=\"INTER\"))","v":0},0,0,{"$f":"SUMPRODUCT(('All scenarios summary'!$B$6:$B$974=$C49)*('All scenarios summary'!$D$6:$D$974>0)*('All scenarios summary'!$T$6:$T$974=\"INTER\")*'All scenarios summary'!$Q$6:$Q$974)","v":0},0,0,0,0,{"$f":"SUMPRODUCT(('All scenarios summary'!$B$6:$B$974=$C49)*('All scenarios summary'!$D$6:$D$974>0)*('All scenarios summary'!$T$6:$T$974=\"INTER\")*'All scenarios summary'!$M$6:$M$974)","v":0},0,0,{"$f":"SUMPRODUCT(('All scenarios summary'!$B$6:$B$974=$C49)*('All scenarios summary'!$D$6:$D$974>0)*('All scenarios summary'!$T$6:$T$974=\"INTER\")*('All scenarios summary'!$N$6:$N$974))","v":0},0,0,0,0,0,0,0,0,0,0,0,0,0,0,0,0]
[null,null,43,0,{"$f":"SUMPRODUCT(('All scenarios summary'!$B$6:$B$974=$C50)*('All scenarios summary'!$D$6:$D$974>0))","v":0},0,0,{"$f":"SUMPRODUCT(('All scenarios summary'!$B$6:$B$974=$C50)*('All scenarios summary'!$D$6:$D$974>0)*'All scenarios summary'!$Q$6:$Q$974)","v":0},0,0,{"$f":"SUMPRODUCT(('All scenarios summary'!$B$6:$B$974=$C50)*('All scenarios summary'!$D$6:$D$974>0)*'All scenarios summary'!$M$6:$M$974)","v":0},0,0,{"$f":"SUMPRODUCT(('All scenarios summary'!$B$6:$B$974=$C50)*('All scenarios summary'!$D$6:$D$974>0)*('All scenarios summary'!$N$6:$N$974))","v":0},0,0,{"$f":"SUMPRODUCT(('All scenarios summary'!$B$6:$B$974=$C50)*('All scenarios summary'!$D$6:$D$974>0)*('All scenarios summary'!$T$6:$T$974=\"INTER\"))","v":0},0,0,{"$f":"SUMPRODUCT(('All scenarios summary'!$B$6:$B$974=$C50)*('All scenarios summary'!$D$6:$D$974>0)*('All scenarios summary'!$T$6:$T$974=\"INTER\")*'All scenarios summary'!$Q$6:$Q$974)","v":0},0,0,0,0,{"$f":"SUMPRODUCT(('All scenarios summary'!$B$6:$B$974=$C50)*('All scenarios summary'!$D$6:$D$974>0)*('All scenarios summary'!$T$6:$T$974=\"INTER\")*'All scenarios summary'!$M$6:$M$974)","v":0},0,0,{"$f":"SUMPRODUCT(('All scenarios summary'!$B$6:$B$974=$C50)*('All scenarios summary'!$D$6:$D$974>0)*('All scenarios summary'!$T$6:$T$974=\"INTER\")*('All scenarios summary'!$N$6:$N$974))","v":0},0,0,0,0,0,0,0,0,0,0,0,0,{"$f":"IF(AM50=0,,ROUND((AM50/$AM$8)-1,4))","v":0},0,0,0]
[null,null,44,0,{"$f":"SUMPRODUCT(('All scenarios summary'!$B$6:$B$974=$C51)*('All scenarios summary'!$D$6:$D$974>0))","v":0},0,0,{"$f":"SUMPRODUCT(('All scenarios summary'!$B$6:$B$974=$C51)*('All scenarios summary'!$D$6:$D$974>0)*'All scenarios summary'!$Q$6:$Q$974)","v":0},0,0,{"$f":"SUMPRODUCT(('All scenarios summary'!$B$6:$B$974=$C51)*('All scenarios summary'!$D$6:$D$974>0)*'All scenarios summary'!$M$6:$M$974)","v":0},0,0,{"$f":"SUMPRODUCT(('All scenarios summary'!$B$6:$B$974=$C51)*('All scenarios summary'!$D$6:$D$974>0)*('All scenarios summary'!$N$6:$N$974))","v":0},0,0,{"$f":"SUMPRODUCT(('All scenarios summary'!$B$6:$B$974=$C51)*('All scenarios summary'!$D$6:$D$974>0)*('All scenarios summary'!$T$6:$T$974=\"INTER\"))","v":0},0,0,{"$f":"SUMPRODUCT(('All scenarios summary'!$B$6:$B$974=$C51)*('All scenarios summary'!$D$6:$D$974>0)*('All scenarios summary'!$T$6:$T$974=\"INTER\")*'All scenarios summary'!$Q$6:$Q$974)","v":0},0,0,0,0,{"$f":"SUMPRODUCT(('All scenarios summary'!$B$6:$B$974=$C51)*('All scenarios summary'!$D$6:$D$974>0)*('All scenarios summary'!$T$6:$T$974=\"INTER\")*'All scenarios summary'!$M$6:$M$974)","v":0},0,0,{"$f":"SUMPRODUCT(('All scenarios summary'!$B$6:$B$974=$C51)*('All scenarios summary'!$D$6:$D$974>0)*('All scenarios summary'!$T$6:$T$974=\"INTER\")*('All scenarios summary'!$N$6:$N$974))","v":0},0,0,0,0,0,0,0,0,0,0,0,0,{"$f":"IF(AM51=0,,ROUND((AM51/$AM$8)-1,4))","v":0},0,0,0]
[null,null,45,0,{"$f":"SUMPRODUCT(('All scenarios summary'!$B$6:$B$974=$C52)*('All scenarios summary'!$D$6:$D$974>0))","v":0},0,0,{"$f":"SUMPRODUCT(('All scenarios summary'!$B$6:$B$974=$C52)*('All scenarios summary'!$D$6:$D$974>0)*'All scenarios summary'!$Q$6:$Q$974)","v":0},0,0,{"$f":"SUMPRODUCT(('All scenarios summary'!$B$6:$B$974=$C52)*('All scenarios summary'!$D$6:$D$974>0)*'All scenarios summary'!$M$6:$M$974)","v":0},0,0,{"$f":"SUMPRODUCT(('All scenarios summary'!$B$6:$B$974=$C52)*('All scenarios summary'!$D$6:$D$974>0)*('All scenarios summary'!$N$6:$N$974))","v":0},0,0,{"$f":"SUMPRODUCT(('All scenarios summary'!$B$6:$B$974=$C52)*('All scenarios summary'!$D$6:$D$974>0)*('All scenarios summary'!$T$6:$T$974=\"INTER\"))","v":0},0,0,{"$f":"SUMPRODUCT(('All scenarios summary'!$B$6:$B$974=$C52)*('All scenarios summary'!$D$6:$D$974>0)*('All scenarios summary'!$T$6:$T$974=\"INTER\")*'All scenarios summary'!$Q$6:$Q$974)","v":0},0,0,0,0,{"$f":"SUMPRODUCT(('All scenarios summary'!$B$6:$B$974=$C52)*('All scenarios summary'!$D$6:$D$974>0)*('All scenarios summary'!$T$6:$T$974=\"INTER\")*'All scenarios summary'!$M$6:$M$974)","v":0},0,0,{"$f":"SUMPRODUCT(('All scenarios summary'!$B$6:$B$974=$C52)*('All scenarios summary'!$D$6:$D$974>0)*('All scenarios summary'!$T$6:$T$974=\"INTER\")*('All scenarios summary'!$N$6:$N$974))","v":0},0,0,0,0,0,0,0,0,0,0,0,0,{"$f":"IF(AM52=0,,ROUND((AM52/$AM$8)-1,4))","v":0},0,0,0]
[null,null,46,0,{"$f":"SUMPRODUCT(('All scenarios summary'!$B$6:$B$974=$C53)*('All scenarios summary'!$D$6:$D$974>0))","v":0},0,0,{"$f":"SUMPRODUCT(('All scenarios summary'!$B$6:$B$974=$C53)*('All scenarios summary'!$D$6:$D$974>0)*'All scenarios summary'!$Q$6:$Q$974)","v":0},0,0,{"$f":"SUMPRODUCT(('All scenarios summary'!$B$6:$B$974=$C53)*('All scenarios summary'!$D$6:$D$974>0)*'All scenarios summary'!$M$6:$M$974)","v":0},0,0,{"$f":"SUMPRODUCT(('All scenarios summary'!$B$6:$B$974=$C53)*('All scenarios summary'!$D$6:$D$974>0)*('All scenarios summary'!$N$6:$N$974))","v":0},0,0,{"$f":"SUMPRODUCT(('All scenarios summary'!$B$6:$B$974=$C53)*('All scenarios summary'!$D$6:$D$974>0)*('All scenarios summary'!$T$6:$T$974=\"INTER\"))","v":0},0,0,{"$f":"SUMPRODUCT(('All scenarios summary'!$B$6:$B$974=$C53)*('All scenarios summary'!$D$6:$D$974>0)*('All scenarios summary'!$T$6:$T$974=\"INTER\")*'All scenarios summary'!$Q$6:$Q$974)","v":0},0,0,0,0,{"$f":"SUMPRODUCT(('All scenarios summary'!$B$6:$B$974=$C53)*('All scenarios summary'!$D$6:$D$974>0)*('All scenarios summary'!$T$6:$T$974=\"INTER\")*'All scenarios summary'!$M$6:$M$974)","v":0},0,0,{"$f":"SUMPRODUCT(('All scenarios summary'!$B$6:$B$974=$C53)*('All scenarios summary'!$D$6:$D$974>0)*('All scenarios summary'!$T$6:$T$974=\"INTER\")*('All scenarios summary'!$N$6:$N$974))","v":0},0,0,0,0,0,0,0,0,0,0,0,0,{"$f":"IF(AM53=0,,ROUND((AM53/$AM$8)-1,4))","v":0},0,0,0]
[null,null,47,0,{"$f":"SUMPRODUCT(('All scenarios summary'!$B$6:$B$974=$C54)*('All scenarios summary'!$D$6:$D$974>0))","v":0},0,0,{"$f":"SUMPRODUCT(('All scenarios summary'!$B$6:$B$974=$C54)*('All scenarios summary'!$D$6:$D$974>0)*'All scenarios summary'!$Q$6:$Q$974)","v":0},0,0,{"$f":"SUMPRODUCT(('All scenarios summary'!$B$6:$B$974=$C54)*('All scenarios summary'!$D$6:$D$974>0)*'All scenarios summary'!$M$6:$M$974)","v":0},0,0,{"$f":"SUMPRODUCT(('All scenarios summary'!$B$6:$B$974=$C54)*('All scenarios summary'!$D$6:$D$974>0)*('All scenarios summary'!$N$6:$N$974))","v":0},0,0,{"$f":"SUMPRODUCT(('All scenarios summary'!$B$6:$B$974=$C54)*('All scenarios summary'!$D$6:$D$974>0)*('All scenarios summary'!$T$6:$T$974=\"INTER\"))","v":0},0,0,{"$f":"SUMPRODUCT(('All scenarios summary'!$B$6:$B$974=$C54)*('All scenarios summary'!$D$6:$D$974>0)*('All scenarios summary'!$T$6:$T$974=\"INTER\")*'All scenarios summary'!$Q$6:$Q$974)","v":0},0,0,0,0,{"$f":"SUMPRODUCT(('All scenarios summary'!$B$6:$B$974=$C54)*('All scenarios summary'!$D$6:$D$974>0)*('All scenarios summary'!$T$6:$T$974=\"INTER\")*'All scenarios summary'!$M$6:$M$974)","v":0},0,0,{"$f":"SUMPRODUCT(('All scenarios summary'!$B$6:$B$974=$C54)*('All scenarios summary'!$D$6:$D$974>0)*('All scenarios summary'!$T$6:$T$974=\"INTER\")*('All scenarios summary'!$N$6:$N$974))","v":0},0,0,0,0,0,0,0,0,0,0,0,0,{"$f":"IF(AM54=0,,ROUND((AM54/$AM$8)-1,4))","v":0},0,0,0]
[null,null,48,0,{"$f":"SUMPRODUCT(('All scenarios summary'!$B$6:$B$974=$C55)*('All scenarios summary'!$D$6:$D$974>0))","v":0},0,0,{"$f":"SUMPRODUCT(('All scenarios summary'!$B$6:$B$974=$C55)*('All scenarios summary'!$D$6:$D$974>0)*'All scenarios summary'!$Q$6:$Q$974)","v":0},0,0,{"$f":"SUMPRODUCT(('All scenarios summary'!$B$6:$B$974=$C55)*('All scenarios summary'!$D$6:$D$974>0)*'All scenarios summary'!$M$6:$M$974)","v":0},0,0,{"$f":"SUMPRODUCT(('All scenarios summary'!$B$6:$B$974=$C55)*('All scenarios summary'!$D$6:$D$974>0)*('All scenarios summary'!$N$6:$N$974))","v":0},0,0,{"$f":"SUMPRODUCT(('All scenarios summary'!$B$6:$B$974=$C55)*('All scenarios summary'!$D$6:$D$974>0)*('All scenarios summary'!$T$6:$T$974=\"INTER\"))","v":0},0,0,{"$f":"SUMPRODUCT(('All scenarios summary'!$B$6:$B$974=$C55)*('All scenarios summary'!$D$6:$D$974>0)*('All scenarios summary'!$T$6:$T$974=\"INTER\")*'All scenarios summary'!$Q$6:$Q$974)","v":0},0,0,0,0,{"$f":"SUMPRODUCT(('All scenarios summary'!$B$6:$B$974=$C55)*('All scenarios summary'!$D$6:$D$974>0)*('All scenarios summary'!$T$6:$T$974=\"INTER\")*'All scenarios summary'!$M$6:$M$974)","v":0},0,0,{"$f":"SUMPRODUCT(('All scenarios summary'!$B$6:$B$974=$C55)*('All scenarios summary'!$D$6:$D$974>0)*('All scenarios summary'!$T$6:$T$974=\"INTER\")*('All scenarios summary'!$N$6:$N$974))","v":0},0,0,0,0,0,0,0,0,0,0,0,0,0,0,0,0]
[null,null,49,0,{"$f":"SUMPRODUCT(('All scenarios summary'!$B$6:$B$974=$C56)*('All scenarios summary'!$D$6:$D$974>0))","v":0},0,0,{"$f":"SUMPRODUCT(('All scenarios summary'!$B$6:$B$974=$C56)*('All scenarios summary'!$D$6:$D$974>0)*'All scenarios summary'!$Q$6:$Q$974)","v":0},0,0,{"$f":"SUMPRODUCT(('All scenarios summary'!$B$6:$B$974=$C56)*('All scenarios summary'!$D$6:$D$974>0)*'All scenarios summary'!$M$6:$M$974)","v":0},0,0,{"$f":"SUMPRODUCT(('All scenarios summary'!$B$6:$B$974=$C56)*('All scenarios summary'!$D$6:$D$974>0)*('All scenarios summary'!$N$6:$N$974))","v":0},0,0,{"$f":"SUMPRODUCT(('All scenarios summary'!$B$6:$B$974=$C56)*('All scenarios summary'!$D$6:$D$974>0)*('All scenarios summary'!$T$6:$T$974=\"INTER\"))","v":0},0,0,{"$f":"SUMPRODUCT(('All scenarios summary'!$B$6:$B$974=$C56)*('All scenarios summary'!$D$6:$D$974>0)*('All scenarios summary'!$T$6:$T$974=\"INTER\")*'All scenarios summary'!$Q$6:$Q$974)","v":0},0,0,0,0,{"$f":"SUMPRODUCT(('All scenarios summary'!$B$6:$B$974=$C56)*('All scenarios summary'!$D$6:$D$974>0)*('All scenarios summary'!$T$6:$T$974=\"INTER\")*'All scenarios summary'!$M$6:$M$974)","v":0},0,0,{"$f":"SUMPRODUCT(('All scenarios summary'!$B$6:$B$974=$C56)*('All scenarios summary'!$D$6:$D$974>0)*('All scenarios summary'!$T$6:$T$974=\"INTER\")*('All scenarios summary'!$N$6:$N$974))","v":0},0,0,0,0,0,0,0,0,0,0,0,0,{"$f":"IF(AM56=0,,ROUND((AM56/$AM$8)-1,4))","v":0},0,0,0]
[null,null,50,0,{"$f":"SUMPRODUCT(('All scenarios summary'!$B$6:$B$974=$C57)*('All scenarios summary'!$D$6:$D$974>0))","v":0},0,0,{"$f":"SUMPRODUCT(('All scenarios summary'!$B$6:$B$974=$C57)*('All scenarios summary'!$D$6:$D$974>0)*'All scenarios summary'!$Q$6:$Q$974)","v":0},0,0,{"$f":"SUMPRODUCT(('All scenarios summary'!$B$6:$B$974=$C57)*('All scenarios summary'!$D$6:$D$974>0)*'All scenarios summary'!$M$6:$M$974)","v":0},0,0,{"$f":"SUMPRODUCT(('All scenarios summary'!$B$6:$B$974=$C57)*('All scenarios summary'!$D$6:$D$974>0)*('All scenarios summary'!$N$6:$N$974))","v":0},0,0,{"$f":"SUMPRODUCT(('All scenarios summary'!$B$6:$B$974=$C57)*('All scenarios summary'!$D$6:$D$974>0)*('All scenarios summary'!$T$6:$T$974=\"INTER\"))","v":0},0,0,{"$f":"SUMPRODUCT(('All scenarios summary'!$B$6:$B$974=$C57)*('All scenarios summary'!$D$6:$D$974>0)*('All scenarios summary'!$T$6:$T$974=\"INTER\")*'All scenarios summary'!$Q$6:$Q$974)","v":0},0,0,0,0,{"$f":"SUMPRODUCT(('All scenarios summary'!$B$6:$B$974=$C57)*('All scenarios summary'!$D$6:$D$974>0)*('All scenarios summary'!$T$6:$T$974=\"INTER\")*'All scenarios summary'!$M$6:$M$974)","v":0},0,0,{"$f":"SUMPRODUCT(('All scenarios summary'!$B$6:$B$974=$C57)*('All scenarios summary'!$D$6:$D$974>0)*('All scenarios summary'!$T$6:$T$974=\"INTER\")*('All scenarios summary'!$N$6:$N$974))","v":0},0,0,0,0,0,0,0,0,0,0,0,0,{"$f":"IF(AM57=0,,ROUND((AM57/$AM$8)-1,4))","v":0},0,0,0]