## Cover
Cover sheet
Assessment and QA
| Date of plenary meeting | 2019-05-07
Units
| Unit of pound figures: | £m, 2017-18 prices
Deep dive costs
| Control | Wholesale water
| Enhancement line BoN code | realW3007SCAW, realW3008SCAW, realW3007DCAW, realW3008DCAW
| Enhancement line description | Supply demand balance enhancement expenditure
| Capacity of option required based on evidence company provides (as a percentage of selected option size) | Efficiency challenge applied
| 70-90% | 10%
| 50-70% | 20%
| <50% | 30%
Supply demand balance enhancement feeder model
Objective
To assess enhancement totex expenditure the companies submit in their PR19 business plan submissions to deliver supply-demand balance enhancement solutions to ensure they can provide resilient supplies during periods of drought.
Approach
For our assessment we consider the totex expenditure for supply option expenditure (dry year critical period, DYCP, and dry year annual average, DYAA) and demand option expenditure (dry year critical period, DYCP, and dry year annual average, DYAA) as a combined supply demand-balance enhancement assessment. For companies where this total does not represent a material amount we undertake a shallow dive approach applying the company specific efficiency challenge, otherwise we complete a deep dive approach using the information provided within the companies’ submissions.
In the deep dive we disaggregate the totex expenditure into five supply-demand balance enhancement components which we assess separately. We now assess the sixth component, strategic regional solutions, that was included in this model at the initial assessment of plans, in a separate model. The five components are:
2020-25 supply-demand balance enhancement
This component considers supply-side and customer demand-side (water efficiency) solutions delivering supply-demand balance benefits in the period 2020-25.​ We determine this allowance through a unit cost approach using the ‘minimum of’ the company proposed and industry efficient unit cost (£1.20m/Ml/d) for 2020-25. Unit costs are expressed in units of £ million per Ml/d of benefit. The cost driver is our validated assessment of the companies’ proposed benefits for solutions in the period 2020-25. As metering is assessed separately we remove the supply-demand benefits associated with metering from our assessment.
Long-term supply-demand balance enhancement
We identify that some long-term drought resilience investment will not always deliver benefits to the supply-demand balance in the 2020-25 period. This component considers solutions delivering benefits beyond 2025. We assess if there is a valid need for these solutions based on the information provided, and where possible challenge valid solutions against the average solution unit cost from industry-wide WRMP19 option analysis. We assess strategic regional water resource solutions separately.
Leakage enhancement
This component considers the demand benefits identified through leakage reduction activities in the period 2020-25. We do not allow enhancement costs for delivering base service levels. For leakage our expectation for base service levels is that an efficient company should achieve industry forecast upper quartile performance by 2024-25 in both normalised measures (per property and per kilometre of main). Beyond this upper quartile threshold we make an allowance for leakage enhancement funding. We disallow any requested enhancement where these levels are not forecast to be achieved. We also consider this criteria when assessing cost adjustment claims relating to leakage performance.
We set stretching performance commitments for leakage reduction over the 2020-25 period, taking into account the performance of each company relative to the forecast 2024-25 upper quartile water resources management plan levels and whether the annual percentage reduction is above 15%. If any company outperforms its leakage performance commitment it will earn outcome delivery incentive outperformance payments for this additional reduction in leakage. Any allowed funding is determined through a unit cost approach using the company proposed costs with a company specific efficiency challenge where these costs are above the industry median unit cost (£2.03m/Ml/d). Leakage benefits associated with metering are assessed implicitly in the metering enhancement model and excluded from this analysis.
Our approach to leakage funding represents a consistent assessment between base and enhancement across all companies based upon comparative performance at an industry level. Stretching performance commitments then allow for companies to earn outperformance payments based on the company’s specific level of leakage reduction over 2020-25.
Internal interconnections
This component considers internal network improvement solutions that provide capacity to transfer supply benefits to overcome local water resource planning deficits. ​ For valid solutions we apply three main tests and interventions to the internal interconnection programmes. These are a project cost efficiency as a result of benchmarking evidence, project sizing (up to 30 percent challenge1) based on interconnector utilisation, and optioneering considerations (10 percent challenge2 or supply-demand balance unit cost applied at £1.20m/Ml/d) applied where a company has not considered a suitable range of solutions (including consideration of water trading and third party solutions).
1.We recognise that option costs will not always be directly proportional to option capacity and that reducing an option size by 50% may not result in a similar cost saving. We also understand that it may be beneficial to size a project to provide long term resilience in addition to meeting short-term supply deficits. However, where there is insufficient evidence to justify the option sizing, we need to appropriately challenge companies and therefore we apply a challenge of up to 30% depending on the size of the proposed option and the apparent capacity requirement, see table to the right.
2. We apply a 10% challenge rather than the 20% challenge used elsewhere for insufficient optioneering because typically these options have been assessed through the WRMP process, demonstrating some level of optioneering. However, we apply a 10% challenge where we consider some options may not have been considered in sufficient detail or omitted from the analysis with limited justification.
Investigations and future planning
We assess if expenditure has been allocated to investigations and future planning such as water resources management plan or regional plan development based upon the information provided in the companies’ submissions. We consider these costs are normal operating activities (planning and co-ordination between teams already working on company plans) included within base allowance for the provision of an efficient and secure supply-demand balance in order to meet statutory obligations. One company has accepted that part of its request is base and halved its request and another has removed this component altogether. We note that only five companies requested enhancement funding for this component.
Further detail of the approach and changes from the initial assessment of plans are included in the document 'Securing cost efficiency – our approach for setting efficient cost baselines at the slow track draft determinations'.
We select thresholds in order to provide an increasing efficiency challenge to recognise that there is greater opportunity for potential savings for a company to introduce scope reductions if the option varies further from the requirements. We create broad ranges based upon the variance that we observe within the submissions. We select a 30% maximum challenge because few options fall into the <50% category below and we acknowledge there is not a direct comparison between size and cost. We then reduce the challenge as the capacity of the option becomes closer to the presented requirements.
The diagram above is a simplified process model to indicate the relationship between the various feeder models and data sources we use to assess wholesale and retail expenditure cost efficiency models. We provide a detailed process map in ‘PR19 price setting models map - slow track draft determinations’.
Model presented in the current file
Key:
FM = Feeder model
CAC = Cost adjustment claim
CPIH = Consumer Prices Index including owner occupiers’ housing costs
ONS = Office for National Statistics
MHCLG = Ministry of Housing, Communities and Local Government
HVT = Havant Thicket
TTT = Thames Tideway

## F_Inputs
FM_E_WW_SDB
Acronym | Reference | Item description | Unit | Model | Description_input | 2011-12 | 2012-13 | 2013-14 | 2014-15 | 2015-16 | 2016-17 | 2017-18 | 2018-19 | 2019-20 | 2020-21 | 2021-22 | 2022-23 | 2023-24 | 2024-25 | 2020-25
ANH | C_W3007SCAW_PR19CA001 | Total wholesale water - Supply side enhancements to the supply/demand balance (dry year critical / peak conditions) | £m | Price Review 2019 |  | 0 | 0 | 0 | 0 | 0 | 0 | 0 | 0 | 0 | 0 | 0 | 0 | 0 | 0
ANH | C_W3008SCAW_PR19CA001 | Total wholesale water - Supply side enhancements to the supply/demand balance (dry year annual average conditions) | £m | Price Review 2019 |  | 11.1083 | 27.86 | 22.0571 | 29.414 | 4.7143 | 7.6791 | 13.368 | 18.0082 | 3.6456 | 14.1785 | 19.1737 | 15.326 | 13.7261 | 12.2114
ANH | C_W3007DCAW_PR19CA001 | Total wholesale water - Demand side enhancements to the supply/demand balance (dry year critical / peak conditions) | £m | Price Review 2019 |  | 0 | 0 | 0 | 0 | 0 | 0 | 0 | 0 | 0 | 0 | 0 | 0 | 0 | 0
ANH | C_W3008DCAW_PR19CA001 | Total wholesale water - Demand side enhancements to the supply/demand balance (dry year annual average conditions) | £m | Price Review 2019 |  | 10.9251 | 21.7798 | 24.89 | 31.7638 | 6.5696 | 8.4963 | 6.609 | 10.1674 | 5.2976 | 34.6866 | 33.8925 | 34.9091 | 34.0117 | 31.4944
ANH | C_W3026TECAW_PR19CA001 | Total wholesale water - Total expenditure | £m | Price Review 2019 |  | 369.5998 | 393.9067 | 354.537 | 370.2469 | 327.6219 | 375.7071 | 399.9078 | 442.6981 | 397.8529 | 494.8537 | 569.1626 | 614.4832 | 601.174 | 466.5721
ANH | WS2015CAW | Enhancement expenditure by purpose ~ operating - Supply side enhancements to the supply/demand balance (dry year critical / peak conditions) - Total | £m | Price Review 2019 |  | 2017-18: 0; 2018-19: 0; 2019-20: 0; 2020-21: 0; 2021-22: 0; 2022-23: 0; 2023-24: 0; 2024-25: 0
ANH | WS2016CAW | Enhancement expenditure by purpose ~ operating - Supply side enhancements to the supply/demand balance (dry year annual average conditions) - Total | £m | Price Review 2019 |  | 2017-18: 0; 2018-19: 0.197; 2019-20: 0.297; 2020-21: 0.019723; 2021-22: 0.15332; 2022-23: 0.26483; 2023-24: 0.30753; 2024-25: 0.34781
ANH | WS2017CAW | Enhancement expenditure by purpose ~ operating - Demand side enhancements to the supply/demand balance (dry year critical / peak conditions) - Total | £m | Price Review 2019 |  | 2017-18: 0; 2018-19: 0; 2019-20: 0; 2020-21: 0; 2021-22: 0; 2022-23: 0; 2023-24: 0; 2024-25: 0
ANH | WS2018CAW | Enhancement expenditure by purpose ~ operating - Demand side enhancements to the supply/demand balance (dry year annual average conditions) - Total | £m | Price Review 2019 |  | 2017-18: 0.101; 2018-19: -0.002; 2019-20: 0.178; 2020-21: 21.127; 2021-22: 9.1697; 2022-23: 11.3713; 2023-24: 13.6194; 2024-25: 14.3255
ANH | W3007SO | Total supply side enhancements to the supply demand balance (dry year critical / peak conditions) | Ml/d | Price Review 2019 |  | 2017-18: 0; 2018-19: 0; 2019-20: 0; 2020-21: 0; 2021-22: 0; 2022-23: 0; 2023-24: 0; 2024-25: 6
ANH | W3008SO | Total supply side enhancements to the supply demand balance (dry year annual average conditions) | Ml/d | Price Review 2019 |  | 2017-18: 0; 2018-19: 0; 2019-20: 0; 2020-21: 0; 2021-22: 0; 2022-23: 0; 2023-24: 0; 2024-25: 6
ANH | W3007DO | Total demand side enhancements to the supply demand balance (dry year critical / peak conditions) | Ml/d | Price Review 2019 |  | 2017-18: 6.25; 2018-19: 8.27; 2019-20: 7.48; 2020-21: 11.62; 2021-22: 10.95; 2022-23: 11.64; 2023-24: 11.67; 2024-25: 10.37
ANH | W3008DO | Total demand side enhancements to the supply demand balance (dry year annual average conditions) | Ml/d | Price Review 2019 |  | 2017-18: 5.85; 2018-19: 8.01; 2019-20: 7.22; 2020-21: 11.55; 2021-22: 10.88; 2022-23: 11.56; 2023-24: 11.46; 2024-25: 10.3
ANH | BN2345 | Water delivered: total leakage | Ml/d | Price Review 2019 |  | 2017-18: 182.66; 2018-19: 177; 2019-20: 172; 2020-21: 170.11; 2021-22: 163.44; 2022-23: 156.29; 2023-24: 149.15; 2024-25: 142.24
ANH | BN1100 | Total length of mains on 31 March of report year. | km | Price Review 2019 |  | 2017-18: 38420; 2018-19: 38631; 2019-20: 38853; 2020-21: 39072; 2021-22: 39272; 2022-23: 39449; 2023-24: 39619; 2024-25: 40161
ANH | BN1001 | DG2 denominator: Total number of properties (domestic and non-domestic) connected for water supply at end of year. | 0 | Price Review 2019 |  | 2017-18: 2195.719; 2018-19: 2215.017; 2019-20: 2238.029; 2020-21: 2270.271; 2021-22: 2306.347; 2022-23: 2344.165; 2023-24: 2381.817; 2024-25: 2416.46
ANH | C_W3007_W3008CAC_PR19WR | Total CAC-WW_Supply and demand side enhancements: Total-WR | £m | Price Review 2019 |  | 2020-25: 0
ANH | C_W3007_W3008CAC_PR19WN | Total CAC-WW_Supply and demand side enhancements: Total-WN | £m | Price Review 2019 |  | 2020-25: 0
WSH | C_W3007SCAW_PR19CA001 | Total wholesale water - Supply side enhancements to the supply/demand balance (dry year critical / peak conditions) | £m | Price Review 2019 |  | 0 | 0 | 0 | 0 | 0 | 0 | 0.298 | 0.24561 | 0.26391 | 0 | 0 | 0 | 0 | 0
WSH | C_W3008SCAW_PR19CA001 | Total wholesale water - Supply side enhancements to the supply/demand balance (dry year annual average conditions) | £m | Price Review 2019 |  | 0 | 0 | 0 | 0 | 0 | 0 | 0.298 | 0.24561 | 0.26391 | 1.815 | 8.378 | 8.461 | 5.903 | 2.127
WSH | C_W3007DCAW_PR19CA001 | Total wholesale water - Demand side enhancements to the supply/demand balance (dry year critical / peak conditions) | £m | Price Review 2019 |  | 0 | 0 | 0 | 0 | 0 | 0 | 0.262 | 0.2154 | 0.23247 | 0 | 0 | 0 | 0 | 0
WSH | C_W3008DCAW_PR19CA001 | Total wholesale water - Demand side enhancements to the supply/demand balance (dry year annual average conditions) | £m | Price Review 2019 |  | 0 | 0 | 0 | 0 | 0 | 0 | 0.262 | 0.2154 | 0.23247 | 0 | 0 | 0 | 0 | 0
WSH | C_W3026TECAW_PR19CA001 | Total wholesale water - Total expenditure | £m | Price Review 2019 |  | 273.9076 | 296.8508 | 299.6694 | 330.2704 | 238.9135 | 320.2603 | 354.3857 | 342.0294 | 300.7342 | 338.873 | 347.164 | 338.818 | 324.732 | 316.383
WSH | WS2015CAW | Enhancement expenditure by purpose ~ operating - Supply side enhancements to the supply/demand balance (dry year critical / peak conditions) - Total | £m | Price Review 2019 |  | 2017-18: 0; 2018-19: 0; 2019-20: 0; 2020-21: 0; 2021-22: 0; 2022-23: 0; 2023-24: 0; 2024-25: 0
WSH | WS2016CAW | Enhancement expenditure by purpose ~ operating - Supply side enhancements to the supply/demand balance (dry year annual average conditions) - Total | £m | Price Review 2019 |  | 2017-18: 0; 2018-19: 0; 2019-20: 0; 2020-21: 0.236; 2021-22: 0.234; 2022-23: 0.232; 2023-24: 0.229; 2024-25: 0.228
WSH | WS2017CAW | Enhancement expenditure by purpose ~ operating - Demand side enhancements to the supply/demand balance (dry year critical / peak conditions) - Total | £m | Price Review 2019 |  | 2017-18: 0; 2018-19: 0; 2019-20: 0; 2020-21: 0; 2021-22: 0; 2022-23: 0; 2023-24: 0; 2024-25: 0
WSH | WS2018CAW | Enhancement expenditure by purpose ~ operating - Demand side enhancements to the supply/demand balance (dry year annual average conditions) - Total | £m | Price Review 2019 |  | 2017-18: 0; 2018-19: 0; 2019-20: 0; 2020-21: 0; 2021-22: 0; 2022-23: 0; 2023-24: 0; 2024-25: 0
WSH | W3007SO | Total supply side enhancements to the supply demand balance (dry year critical / peak conditions) | Ml/d | Price Review 2019 |  | 2017-18: 0; 2018-19: 0; 2019-20: 0; 2020-21: 0; 2021-22: 0; 2022-23: 3.98; 2023-24: 0.56; 2024-25: 0.56
WSH | W3008SO | Total supply side enhancements to the supply demand balance (dry year annual average conditions) | Ml/d | Price Review 2019 |  | 2017-18: 0; 2018-19: 0; 2019-20: 0; 2020-21: 0; 2021-22: 0; 2022-23: 3.42; 2023-24: 0.39; 2024-25: 0.4
WSH | W3007DO | Total demand side enhancements to the supply demand balance (dry year critical / peak conditions) | Ml/d | Price Review 2019 |  | 2017-18: 0; 2018-19: 0; 2019-20: 0; 2020-21: 0; 2021-22: 0; 2022-23: 0; 2023-24: 0; 2024-25: 0
WSH | W3008DO | Total demand side enhancements to the supply demand balance (dry year annual average conditions) | Ml/d | Price Review 2019 |  | 2017-18: 0; 2018-19: 0; 2019-20: 0; 2020-21: 0; 2021-22: 0; 2022-23: 0; 2023-24: 0; 2024-25: 0
WSH | BN2345 | Water delivered: total leakage | Ml/d | Price Review 2019 |  | 2017-18: 172.85; 2018-19: 170.88; 2019-20: 169; 2020-21: 163.8; 2021-22: 158.6; 2022-23: 153.4; 2023-24: 148.2; 2024-25: 143
WSH | BN1100 | Total length of mains on 31 March of report year. | km | Price Review 2019 |  | 2017-18: 27597; 2018-19: 27692; 2019-20: 27786; 2020-21: 27827; 2021-22: 27872; 2022-23: 27913; 2023-24: 27968; 2024-25: 28037
WSH | BN1001 | DG2 denominator: Total number of properties (domestic and non-domestic) connected for water supply at end of year. | 0 | Price Review 2019 |  | 2017-18: 1433.501; 2018-19: 1438.892; 2019-20: 1447.454; 2020-21: 1456.235; 2021-22: 1465.168; 2022-23: 1474.25; 2023-24: 1483.37; 2024-25: 1492.524
WSH | C_W3007_W3008CAC_PR19WR | Total CAC-WW_Supply and demand side enhancements: Total-WR | £m | Price Review 2019 |  | 2020-25: 0
WSH | C_W3007_W3008CAC_PR19WN | Total CAC-WW_Supply and demand side enhancements: Total-WN | £m | Price Review 2019 |  | 2020-25: 0
HDD | C_W3007SCAW_PR19CA001 | Total wholesale water - Supply side enhancements to the supply/demand balance (dry year critical / peak conditions) | £m | Price Review 2019 |  | 2017-18: 0; 2018-19: 0; 2019-20: 0; 2020-21: 0; 2021-22: 0; 2022-23: 0; 2023-24: 0; 2024-25: 0
HDD | C_W3008SCAW_PR19CA001 | Total wholesale water - Supply side enhancements to the supply/demand balance (dry year annual average conditions) | £m | Price Review 2019 |  | 2017-18: 0; 2018-19: 0; 2019-20: 0; 2020-21: 0; 2021-22: 0; 2022-23: 0; 2023-24: 0; 2024-25: 0
HDD | C_W3007DCAW_PR19CA001 | Total wholesale water - Demand side enhancements to the supply/demand balance (dry year critical / peak conditions) | £m | Price Review 2019 |  | 2017-18: 0; 2018-19: 0; 2019-20: 0; 2020-21: 0; 2021-22: 0; 2022-23: 0; 2023-24: 0; 2024-25: 0
HDD | C_W3008DCAW_PR19CA001 | Total wholesale water - Demand side enhancements to the supply/demand balance (dry year annual average conditions) | £m | Price Review 2019 |  | 2017-18: 0.12432; 2018-19: 0.057292; 2019-20: 0.09266; 2020-21: 0; 2021-22: 0; 2022-23: 0; 2023-24: 0; 2024-25: 0
HDD | C_W3026TECAW_PR19CA001 | Total wholesale water - Total expenditure | £m | Price Review 2019 |  | 2017-18: 28.8835; 2018-19: 31.6394; 2019-20: 24.7939; 2020-21: 27.46; 2021-22: 27.121; 2022-23: 26.327; 2023-24: 25.742; 2024-25: 26.044
HDD | WS2015CAW | Enhancement expenditure by purpose ~ operating - Supply side enhancements to the supply/demand balance (dry year critical / peak conditions) - Total | £m | Price Review 2019 |  | 2017-18: 0; 2018-19: 0; 2019-20: 0; 2020-21: 0; 2021-22: 0; 2022-23: 0; 2023-24: 0; 2024-25: 0
HDD | WS2016CAW | Enhancement expenditure by purpose ~ operating - Supply side enhancements to the supply/demand balance (dry year annual average conditions) - Total | £m | Price Review 2019 |  | 2017-18: 0; 2018-19: 0; 2019-20: 0; 2020-21: 0; 2021-22: 0; 2022-23: 0; 2023-24: 0; 2024-25: 0
HDD | WS2017CAW | Enhancement expenditure by purpose ~ operating - Demand side enhancements to the supply/demand balance (dry year critical / peak conditions) - Total | £m | Price Review 2019 |  | 2017-18: 0; 2018-19: 0; 2019-20: 0; 2020-21: 0; 2021-22: 0; 2022-23: 0; 2023-24: 0; 2024-25: 0
HDD | WS2018CAW | Enhancement expenditure by purpose ~ operating - Demand side enhancements to the supply/demand balance (dry year annual average conditions) - Total | £m | Price Review 2019 |  | 2017-18: 0; 2018-19: 0; 2019-20: 0; 2020-21: 0; 2021-22: 0; 2022-23: 0; 2023-24: 0; 2024-25: 0
HDD | W3007SO | Total supply side enhancements to the supply demand balance (dry year critical / peak conditions) | Ml/d | Price Review 2019 |  | 2017-18: 0; 2018-19: 0; 2019-20: 0; 2020-21: 0; 2021-22: 0; 2022-23: 0; 2023-24: 0; 2024-25: 0
HDD | W3008SO | Total supply side enhancements to the supply demand balance (dry year annual average conditions) | Ml/d | Price Review 2019 |  | 2017-18: 0; 2018-19: 0; 2019-20: 0; 2020-21: 0; 2021-22: 0; 2022-23: 0; 2023-24: 0; 2024-25: 0
HDD | W3007DO | Total demand side enhancements to the supply demand balance (dry year critical / peak conditions) | Ml/d | Price Review 2019 |  | 2017-18: 0; 2018-19: 0; 2019-20: 0; 2020-21: 0.43661; 2021-22: 0.43563; 2022-23: 0.43563; 2023-24: 0.43562; 2024-25: 0.43562
HDD | W3008DO | Total demand side enhancements to the supply demand balance (dry year annual average conditions) | Ml/d | Price Review 2019 |  | 2017-18: 0; 2018-19: 0; 2019-20: 0; 2020-21: 0.43661; 2021-22: 0.43563; 2022-23: 0.43563; 2023-24: 0.43562; 2024-25: 0.43562
HDD | BN2345 | Water delivered: total leakage | Ml/d | Price Review 2019 |  | 2017-18: 14.6199; 2018-19: 14.5657; 2019-20: 14.5124; 2020-21: 14.0761; 2021-22: 13.6408; 2022-23: 13.2054; 2023-24: 12.7701; 2024-25: 12.3347
HDD | BN1100 | Total length of mains on 31 March of report year. | km | Price Review 2019 |  | 2017-18: 2626.6138; 2018-19: 2637.3138; 2019-20: 2648.0138; 2020-21: 2658.7138; 2021-22: 2669.4138; 2022-23: 2680.1138; 2023-24: 2690.8138; 2024-25: 2701.5138
HDD | BN1001 | DG2 denominator: Total number of properties (domestic and non-domestic) connected for water supply at end of year. | 0 | Price Review 2019 |  | 2017-18: 104.868; 2018-19: 105.212; 2019-20: 105.556; 2020-21: 105.908; 2021-22: 106.2881; 2022-23: 106.6951; 2023-24: 107.1102; 2024-25: 107.5332
HDD | C_W3007_W3008CAC_PR19WR | Total CAC-WW_Supply and demand side enhancements: Total-WR | £m | Price Review 2019 |  | 2020-25: 0
HDD | C_W3007_W3008CAC_PR19WN | Total CAC-WW_Supply and demand side enhancements: Total-WN | £m | Price Review 2019 |  | 2020-25: 0
NES | C_W3007SCAW_PR19CA001 | Total wholesale water - Supply side enhancements to the supply/demand balance (dry year critical / peak conditions) | £m | Price Review 2019 |  | 0 | 0 | 0 | 0 | 0 | 0 | 0 | 0 | 0 | 0 | 0 | 0 | 0 | 0
NES | C_W3008SCAW_PR19CA001 | Total wholesale water - Supply side enhancements to the supply/demand balance (dry year annual average conditions) | £m | Price Review 2019 |  | 54.6465 | 18.4288 | 5.9169 | 7.2996 | 1.1694 | 0.32843 | 0.289 | 0.15282 | 0.088382 | 0 | 0 | 0 | 0 | 0
NES | C_W3007DCAW_PR19CA001 | Total wholesale water - Demand side enhancements to the supply/demand balance (dry year critical / peak conditions) | £m | Price Review 2019 |  | 0 | 0 | 0 | 0 | 0 | 0 | 0 | 0 | 0 | 0 | 0 | 0 | 0 | 0
NES | C_W3008DCAW_PR19CA001 | Total wholesale water - Demand side enhancements to the supply/demand balance (dry year annual average conditions) | £m | Price Review 2019 |  | 0.66746 | 1.0164 | 0.012684 | 0 | 0 | 0 | 0 | 0 | 0 | 0 | 0 | 0 | 0 | 0
NES | C_W3026TECAW_PR19CA001 | Total wholesale water - Total expenditure | £m | Price Review 2019 |  | 334.7369 | 301.2122 | 287.3082 | 277.2513 | 291.5084 | 284.6257 | 344.341 | 367.7514 | 334.5254 | 348.078 | 368.717 | 360.499 | 337.229 | 311.733
NES | WS2015CAW | Enhancement expenditure by purpose ~ operating - Supply side enhancements to the supply/demand balance (dry year critical / peak conditions) - Total | £m | Price Review 2019 |  | 2017-18: 0; 2018-19: 0; 2019-20: 0; 2020-21: 0; 2021-22: 0; 2022-23: 0; 2023-24: 0; 2024-25: 0
NES | WS2016CAW | Enhancement expenditure by purpose ~ operating - Supply side enhancements to the supply/demand balance (dry year annual average conditions) - Total | £m | Price Review 2019 |  | 2017-18: 0; 2018-19: 0; 2019-20: 0; 2020-21: 0; 2021-22: 0; 2022-23: 0; 2023-24: 0; 2024-25: 0
NES | WS2017CAW | Enhancement expenditure by purpose ~ operating - Demand side enhancements to the supply/demand balance (dry year critical / peak conditions) - Total | £m | Price Review 2019 |  | 2017-18: 0; 2018-19: 0; 2019-20: 0; 2020-21: 0; 2021-22: 0; 2022-23: 0; 2023-24: 0; 2024-25: 0
NES | WS2018CAW | Enhancement expenditure by purpose ~ operating - Demand side enhancements to the supply/demand balance (dry year annual average conditions) - Total | £m | Price Review 2019 |  | 2017-18: 0; 2018-19: 0; 2019-20: 0; 2020-21: 0; 2021-22: 0; 2022-23: 0; 2023-24: 0; 2024-25: 0
NES | W3007SO | Total supply side enhancements to the supply demand balance (dry year critical / peak conditions) | Ml/d | Price Review 2019 |  | 2017-18: 0; 2018-19: 0; 2019-20: 0; 2020-21: 0; 2021-22: 0; 2022-23: 0; 2023-24: 0; 2024-25: 0
NES | W3008SO | Total supply side enhancements to the supply demand balance (dry year annual average conditions) | Ml/d | Price Review 2019 |  | 2017-18: 0; 2018-19: 0; 2019-20: 0; 2020-21: 0; 2021-22: 0; 2022-23: 0; 2023-24: 0; 2024-25: 0
NES | W3007DO | Total demand side enhancements to the supply demand balance (dry year critical / peak conditions) | Ml/d | Price Review 2019 |  | 2017-18: 7.77; 2018-19: 7.44; 2019-20: 7.92; 2020-21: 16.25; 2021-22: 30.9; 2022-23: 31.3; 2023-24: 30.78; 2024-25: 30.47
NES | W3008DO | Total demand side enhancements to the supply demand balance (dry year annual average conditions) | Ml/d | Price Review 2019 |  | 2017-18: 7.77; 2018-19: 7.44; 2019-20: 7.92; 2020-21: 16.25; 2021-22: 30.9; 2022-23: 31.3; 2023-24: 30.78; 2024-25: 30.47
NES | BN2345 | Water delivered: total leakage | Ml/d | Price Review 2019 |  | 2017-18: 203.21; 2018-19: 201.11; 2019-20: 201.11; 2020-21: 194.76; 2021-22: 188.42; 2022-23: 182.07; 2023-24: 175.72; 2024-25: 169.38
NES | BN1100 | Total length of mains on 31 March of report year. | km | Price Review 2019 |  | 2017-18: 25912; 2018-19: 26018; 2019-20: 26132; 2020-21: 26217; 2021-22: 26367; 2022-23: 26509; 2023-24: 26662; 2024-25: 26821
NES | BN1001 | DG2 denominator: Total number of properties (domestic and non-domestic) connected for water supply at end of year. | 0 | Price Review 2019 |  | 2017-18: 2018.673; 2018-19: 2044.036; 2019-20: 2061.067; 2020-21: 2078.647; 2021-22: 2096.015; 2022-23: 2112.839; 2023-24: 2129.025; 2024-25: 2145.379
NES | C_W3007_W3008CAC_PR19WR | Total CAC-WW_Supply and demand side enhancements: Total-WR | £m | Price Review 2019 |  | 2020-25: 0
NES | C_W3007_W3008CAC_PR19WN | Total CAC-WW_Supply and demand side enhancements: Total-WN | £m | Price Review 2019 |  | 2020-25: 0
SVE | C_W3007SCAW_PR19CA001 | Total wholesale water - Supply side enhancements to the supply/demand balance (dry year critical / peak conditions) | £m | Price Review 2019 |  | 2017-18: 0; 2018-19: 0; 2019-20: 0; 2020-21: 0; 2021-22: 0; 2022-23: 0; 2023-24: 0; 2024-25: 0
SVE | C_W3008SCAW_PR19CA001 | Total wholesale water - Supply side enhancements to the supply/demand balance (dry year annual average conditions) | £m | Price Review 2019 |  | 2017-18: 1.13; 2018-19: 1.062; 2019-20: 5.0429; 2020-21: 11.524; 2021-22: 17.173; 2022-23: 22.867; 2023-24: 29.83; 2024-25: 35.206
SVE | C_W3007DCAW_PR19CA001 | Total wholesale water - Demand side enhancements to the supply/demand balance (dry year critical / peak conditions) | £m | Price Review 2019 |  | 2017-18: 0; 2018-19: 0; 2019-20: 0; 2020-21: 0; 2021-22: 0; 2022-23: 0; 2023-24: 0; 2024-25: 0
SVE | C_W3008DCAW_PR19CA001 | Total wholesale water - Demand side enhancements to the supply/demand balance (dry year annual average conditions) | £m | Price Review 2019 |  | 2017-18: 0; 2018-19: 8.666; 2019-20: 10.7387; 2020-21: 7.847; 2021-22: 7.847; 2022-23: 4.949; 2023-24: 4.949; 2024-25: 6.398
SVE | C_W3026TECAW_PR19CA001 | Total wholesale water - Total expenditure | £m | Price Review 2019 |  | 2017-18: 687.9725; 2018-19: 757.2387; 2019-20: 799.0685; 2020-21: 575.0657; 2021-22: 631.1286; 2022-23: 643.4347; 2023-24: 635.4116; 2024-25: 630.7635
SVE | WS2015CAW | Enhancement expenditure by purpose ~ operating - Supply side enhancements to the supply/demand balance (dry year critical / peak conditions) - Total | £m | Price Review 2019 |  | 2017-18: 0; 2018-19: 0; 2019-20: 0; 2020-21: 0; 2021-22: 0; 2022-23: 0; 2023-24: 0; 2024-25: 0
SVE | WS2016CAW | Enhancement expenditure by purpose ~ operating - Supply side enhancements to the supply/demand balance (dry year annual average conditions) - Total | £m | Price Review 2019 |  | 2017-18: 0; 2018-19: 0; 2019-20: 0; 2020-21: 0; 2021-22: 0; 2022-23: 0; 2023-24: 0; 2024-25: 0
SVE | WS2017CAW | Enhancement expenditure by purpose ~ operating - Demand side enhancements to the supply/demand balance (dry year critical / peak conditions) - Total | £m | Price Review 2019 |  | 2017-18: 0; 2018-19: 0; 2019-20: 0; 2020-21: 0; 2021-22: 0; 2022-23: 0; 2023-24: 0; 2024-25: 0
SVE | WS2018CAW | Enhancement expenditure by purpose ~ operating - Demand side enhancements to the supply/demand balance (dry year annual average conditions) - Total | £m | Price Review 2019 |  | 2017-18: 0; 2018-19: 0; 2019-20: 0; 2020-21: 0.92113; 2021-22: 0.92113; 2022-23: 0.92113; 2023-24: 0.92113; 2024-25: 0.92113
SVE | W3007SO | Total supply side enhancements to the supply demand balance (dry year critical / peak conditions) | Ml/d | Price Review 2019 |  | 2017-18: 5.206; 2018-19: 0; 2019-20: 0; 2020-21: 0; 2021-22: 0; 2022-23: 0; 2023-24: 0; 2024-25: 0
SVE | W3008SO | Total supply side enhancements to the supply demand balance (dry year annual average conditions) | Ml/d | Price Review 2019 |  | 2017-18: 5.206; 2018-19: 0; 2019-20: 0; 2020-21: 0; 2021-22: 0; 2022-23: 0; 2023-24: 0; 2024-25: 0
SVE | W3007DO | Total demand side enhancements to the supply demand balance (dry year critical / peak conditions) | Ml/d | Price Review 2019 |  | 2017-18: -0.21307; 2018-19: 6.53; 2019-20: 6.38; 2020-21: 2.06; 2021-22: 19.57; 2022-23: 29.0004; 2023-24: 35.0604; 2024-25: 17.9204
SVE | W3008DO | Total demand side enhancements to the supply demand balance (dry year annual average conditions) | Ml/d | Price Review 2019 |  | 2017-18: -0.21307; 2018-19: 6.53; 2019-20: 6.38; 2020-21: 2.06; 2021-22: 19.57; 2022-23: 29.0004; 2023-24: 35.0604; 2024-25: 17.9204
SVE | BN2345 | Water delivered: total leakage | Ml/d | Price Review 2019 |  | 2017-18: 439.22; 2018-19: 425.6318; 2019-20: 421.5874; 2020-21: 421.5874; 2021-22: 406.5674; 2022-23: 384.8469; 2023-24: 359.9765; 2024-25: 357.2561
SVE | BN1100 | Total length of mains on 31 March of report year. | km | Price Review 2019 |  | 2017-18: 46539.848; 2018-19: 46658.928; 2019-20: 46778.008; 2020-21: 46897.088; 2021-22: 47016.168; 2022-23: 47135.248; 2023-24: 47254.328; 2024-25: 47373.408
SVE | BN1001 | DG2 denominator: Total number of properties (domestic and non-domestic) connected for water supply at end of year. | 0 | Price Review 2019 |  | 2017-18: 3612.193; 2018-19: 3635.7182; 2019-20: 3655.5675; 2020-21: 3675.8078; 2021-22: 3697.5566; 2022-23: 3720.7211; 2023-24: 3744.3013; 2024-25: 3768.2953
SVE | C_W3007_W3008CAC_PR19WR | Total CAC-WW_Supply and demand side enhancements: Total-WR | £m | Price Review 2019 |  | 2020-25: 0
SVE | C_W3007_W3008CAC_PR19WN | Total CAC-WW_Supply and demand side enhancements: Total-WN | £m | Price Review 2019 |  | 2020-25: 0
SVT | C_W3007SCAW_PR19CA001 | Total wholesale water - Supply side enhancements to the supply/demand balance (dry year critical / peak conditions) | £m | Price Review 2019 |  | 2011-12: 0; 2012-13: 0; 2013-14: 0; 2014-15: 0; 2015-16: 0; 2016-17: 0; 2017-18: 0
SVT | C_W3008SCAW_PR19CA001 | Total wholesale water - Supply side enhancements to the supply/demand balance (dry year annual average conditions) | £m | Price Review 2019 |  | 2011-12: 4.2489; 2012-13: 2.2453; 2013-14: 3.2748; 2014-15: 11.3391; 2015-16: 5.0366; 2016-17: 5.2626; 2017-18: 1.13
SVT | C_W3007DCAW_PR19CA001 | Total wholesale water - Demand side enhancements to the supply/demand balance (dry year critical / peak conditions) | £m | Price Review 2019 |  | 2011-12: 0; 2012-13: 0; 2013-14: 0; 2014-15: 0; 2015-16: 0; 2016-17: 0; 2017-18: 0
SVT | C_W3008DCAW_PR19CA001 | Total wholesale water - Demand side enhancements to the supply/demand balance (dry year annual average conditions) | £m | Price Review 2019 |  | 2011-12: 0; 2012-13: 0; 2013-14: 0; 2014-15: 0; 2015-16: 0; 2016-17: 0; 2017-18: 0
SVT | C_W3026TECAW_PR19CA001 | Total wholesale water - Total expenditure | £m | Price Review 2019 |  | 2011-12: 518.0027; 2012-13: 557.0869; 2013-14: 583.1486; 2014-15: 611.9245; 2015-16: 587.1872; 2016-17: 609.9451; 2017-18: 683.786
SVT | WS2015CAW | Enhancement expenditure by purpose ~ operating - Supply side enhancements to the supply/demand balance (dry year critical / peak conditions) - Total | £m | Price Review 2019 |  | 2017-18: 0; 2018-19: 0; 2019-20: 0; 2020-21: 0; 2021-22: 0; 2022-23: 0; 2023-24: 0; 2024-25: 0
SVT | WS2016CAW | Enhancement expenditure by purpose ~ operating - Supply side enhancements to the supply/demand balance (dry year annual average conditions) - Total | £m | Price Review 2019 |  | 2017-18: 0; 2018-19: 0; 2019-20: 0; 2020-21: 0; 2021-22: 0; 2022-23: 0; 2023-24: 0; 2024-25: 0
SVT | WS2017CAW | Enhancement expenditure by purpose ~ operating - Demand side enhancements to the supply/demand balance (dry year critical / peak conditions) - Total | £m | Price Review 2019 |  | 2017-18: 0; 2018-19: 0; 2019-20: 0; 2020-21: 0; 2021-22: 0; 2022-23: 0; 2023-24: 0; 2024-25: 0
SVT | WS2018CAW | Enhancement expenditure by purpose ~ operating - Demand side enhancements to the supply/demand balance (dry year annual average conditions) - Total | £m | Price Review 2019 |  | 2017-18: 0; 2018-19: 0; 2019-20: 0; 2020-21: 0; 2021-22: 0; 2022-23: 0; 2023-24: 0; 2024-25: 0
SVT | W3007SO | Total supply side enhancements to the supply demand balance (dry year critical / peak conditions) | Ml/d | Price Review 2019 |  | 2017-18: 5.21
SVT | W3008SO | Total supply side enhancements to the supply demand balance (dry year annual average conditions) | Ml/d | Price Review 2019 |  | 2017-18: 5.21
SVT | W3007DO | Total demand side enhancements to the supply demand balance (dry year critical / peak conditions) | Ml/d | Price Review 2019 |  | 2017-18: 1.65
SVT | W3008DO | Total demand side enhancements to the supply demand balance (dry year annual average conditions) | Ml/d | Price Review 2019 |  | 2017-18: 1.65
SVT | BN2345 | Water delivered: total leakage | Ml/d | Price Review 2019 |  | 2017-18: 442.52
SVT | BN1100 | Total length of mains on 31 March of report year. | km | Price Review 2019 |  | 2017-18: 47151.4
SVT | BN1001 | DG2 denominator: Total number of properties (domestic and non-domestic) connected for water supply at end of year. | 0 | Price Review 2019 |  | 2017-18: 3588.716; 2018-19: 0; 2019-20: 0; 2020-21: 0; 2021-22: 0; 2022-23: 0; 2023-24: 0; 2024-25: 0
SVT | C_W3007_W3008CAC_PR19WR | Total CAC-WW_Supply and demand side enhancements: Total-WR | £m | Price Review 2019
SVT | C_W3007_W3008CAC_PR19WN | Total CAC-WW_Supply and demand side enhancements: Total-WN | £m | Price Review 2019
SWB | C_W3007SCAW_PR19CA001 | Total wholesale water - Supply side enhancements to the supply/demand balance (dry year critical / peak conditions) | £m | Price Review 2019 |  | 0 | 0 | 0 | 0 | 0 | 0 | 0 | 0 | 0 | 0 | 0 | 0 | 0 | 0
SWB | C_W3008SCAW_PR19CA001 | Total wholesale water - Supply side enhancements to the supply/demand balance (dry year annual average conditions) | £m | Price Review 2019 |  | 0.053043 | 0.031292 | 0.0021139 | 0 | 0 | 0 | 0.059 | 0 | 0 | 0 | 0 | 0 | 0 | 0
SWB | C_W3007DCAW_PR19CA001 | Total wholesale water - Demand side enhancements to the supply/demand balance (dry year critical / peak conditions) | £m | Price Review 2019 |  | 0 | 0 | 0 | 0 | 0 | 0 | 0 | 0 | 0 | 0 | 0 | 0 | 0 | 0
SWB | C_W3008DCAW_PR19CA001 | Total wholesale water - Demand side enhancements to the supply/demand balance (dry year annual average conditions) | £m | Price Review 2019 |  | 0 | 0 | 0 | 0 | 0.0052022 | 0 | 0 | 0 | 0 | 0.9 | 0.9 | 0.644 | 0.644 | 0.644
SWB | C_W3026TECAW_PR19CA001 | Total wholesale water - Total expenditure | £m | Price Review 2019 |  | 168.5464 | 139.5375 | 159.757 | 158.564 | 154.9662 | 171.9259 | 175.102 | 146.7962 | 138.7275 | 164.926 | 179.669 | 192.194 | 181.702 | 175.761
SWB | WS2015CAW | Enhancement expenditure by purpose ~ operating - Supply side enhancements to the supply/demand balance (dry year critical / peak conditions) - Total | £m | Price Review 2019 |  | 2017-18: 0; 2018-19: 0; 2019-20: 0; 2020-21: 0; 2021-22: 0; 2022-23: 0; 2023-24: 0; 2024-25: 0
SWB | WS2016CAW | Enhancement expenditure by purpose ~ operating - Supply side enhancements to the supply/demand balance (dry year annual average conditions) - Total | £m | Price Review 2019 |  | 2017-18: 0; 2018-19: 0; 2019-20: 0; 2020-21: 0; 2021-22: 0; 2022-23: 0; 2023-24: 0; 2024-25: 0
SWB | WS2017CAW | Enhancement expenditure by purpose ~ operating - Demand side enhancements to the supply/demand balance (dry year critical / peak conditions) - Total | £m | Price Review 2019 |  | 2017-18: 0; 2018-19: 0; 2019-20: 0; 2020-21: 0; 2021-22: 0; 2022-23: 0; 2023-24: 0; 2024-25: 0
SWB | WS2018CAW | Enhancement expenditure by purpose ~ operating - Demand side enhancements to the supply/demand balance (dry year annual average conditions) - Total | £m | Price Review 2019 |  | 2017-18: 0; 2018-19: 0; 2019-20: 0; 2020-21: 0.04; 2021-22: 0.04; 2022-23: 0.04; 2023-24: 0.04; 2024-25: 0.04
SWB | W3007SO | Total supply side enhancements to the supply demand balance (dry year critical / peak conditions) | Ml/d | Price Review 2019 |  | 2017-18: 0; 2018-19: 0; 2019-20: 0; 2020-21: 0; 2021-22: 0; 2022-23: 0; 2023-24: 0; 2024-25: 0
SWB | W3008SO | Total supply side enhancements to the supply demand balance (dry year annual average conditions) | Ml/d | Price Review 2019 |  | 2017-18: 0; 2018-19: 0; 2019-20: 0; 2020-21: 0; 2021-22: 0; 2022-23: 0; 2023-24: 0; 2024-25: 0
SWB | W3007DO | Total demand side enhancements to the supply demand balance (dry year critical / peak conditions) | Ml/d | Price Review 2019 |  | 2017-18: 0; 2018-19: 7.06; 2019-20: 1.33; 2020-21: 7.6; 2021-22: 5.63; 2022-23: 5.54; 2023-24: 5.66; 2024-25: 5.51
SWB | W3008DO | Total demand side enhancements to the supply demand balance (dry year annual average conditions) | Ml/d | Price Review 2019 |  | 2017-18: 0; 2018-19: 7.06; 2019-20: 1.33; 2020-21: 7.6; 2021-22: 5.63; 2022-23: 5.54; 2023-24: 5.66; 2024-25: 5.51
SWB | BN2345 | Water delivered: total leakage | Ml/d | Price Review 2019 |  | 2017-18: 102.46; 2018-19: 117.53; 2019-20: 116.2; 2020-21: 114.3; 2021-22: 110.77; 2022-23: 107.23; 2023-24: 103.7; 2024-25: 100.16
SWB | BN1100 | Total length of mains on 31 March of report year. | km | Price Review 2019 |  | 2017-18: 18233; 2018-19: 18288; 2019-20: 18337; 2020-21: 18386; 2021-22: 18435; 2022-23: 18492; 2023-24: 18543; 2024-25: 18592
SWB | BN1001 | DG2 denominator: Total number of properties (domestic and non-domestic) connected for water supply at end of year. | 0 | Price Review 2019 |  | 2017-18: 1044.365; 2018-19: 1054.403; 2019-20: 1063.811; 2020-21: 1073.17; 2021-22: 1082.443; 2022-23: 1091.662; 2023-24: 1100.864; 2024-25: 1109.943
SWB | C_W3007_W3008CAC_PR19WR | Total CAC-WW_Supply and demand side enhancements: Total-WR | £m | Price Review 2019 |  | 2020-25: 0
SWB | C_W3007_W3008CAC_PR19WN | Total CAC-WW_Supply and demand side enhancements: Total-WN | £m | Price Review 2019 |  | 2020-25: 0
SWT | C_W3007SCAW_PR19CA001 | Total wholesale water - Supply side enhancements to the supply/demand balance (dry year critical / peak conditions) | £m | Price Review 2019 |  | 2011-12: 0; 2012-13: 0; 2013-14: 0; 2014-15: 0; 2015-16: 0
SWT | C_W3008SCAW_PR19CA001 | Total wholesale water - Supply side enhancements to the supply/demand balance (dry year annual average conditions) | £m | Price Review 2019 |  | 2011-12: 0.053043; 2012-13: 0.031292; 2013-14: 0.0021139; 2014-15: 0; 2015-16: 0
SWT | C_W3007DCAW_PR19CA001 | Total wholesale water - Demand side enhancements to the supply/demand balance (dry year critical / peak conditions) | £m | Price Review 2019 |  | 2011-12: 0; 2012-13: 0; 2013-14: 0; 2014-15: 0; 2015-16: 0
SWT | C_W3008DCAW_PR19CA001 | Total wholesale water - Demand side enhancements to the supply/demand balance (dry year annual average conditions) | £m | Price Review 2019 |  | 2011-12: 0; 2012-13: 0; 2013-14: 0; 2014-15: 0; 2015-16: 0
SWT | C_W3026TECAW_PR19CA001 | Total wholesale water - Total expenditure | £m | Price Review 2019 |  | 2011-12: 140.7011; 2012-13: 113.3753; 2013-14: 129.4919; 2014-15: 130.1755; 2015-16: 128.9304
SWT | WS2015CAW | Enhancement expenditure by purpose ~ operating - Supply side enhancements to the supply/demand balance (dry year critical / peak conditions) - Total | £m | Price Review 2019 |  | 2017-18: 0; 2018-19: 0; 2019-20: 0; 2020-21: 0; 2021-22: 0; 2022-23: 0; 2023-24: 0; 2024-25: 0
SWT | WS2016CAW | Enhancement expenditure by purpose ~ operating - Supply side enhancements to the supply/demand balance (dry year annual average conditions) - Total | £m | Price Review 2019 |  | 2017-18: 0; 2018-19: 0; 2019-20: 0; 2020-21: 0; 2021-22: 0; 2022-23: 0; 2023-24: 0; 2024-25: 0
SWT | WS2017CAW | Enhancement expenditure by purpose ~ operating - Demand side enhancements to the supply/demand balance (dry year critical / peak conditions) - Total | £m | Price Review 2019 |  | 2017-18: 0; 2018-19: 0; 2019-20: 0; 2020-21: 0; 2021-22: 0; 2022-23: 0; 2023-24: 0; 2024-25: 0
SWT | WS2018CAW | Enhancement expenditure by purpose ~ operating - Demand side enhancements to the supply/demand balance (dry year annual average conditions) - Total | £m | Price Review 2019 |  | 2017-18: 0; 2018-19: 0; 2019-20: 0; 2020-21: 0; 2021-22: 0; 2022-23: 0; 2023-24: 0; 2024-25: 0
SWT | W3007SO | Total supply side enhancements to the supply demand balance (dry year critical / peak conditions) | Ml/d | Price Review 2019
SWT | W3008SO | Total supply side enhancements to the supply demand balance (dry year annual average conditions) | Ml/d | Price Review 2019
SWT | W3007DO | Total demand side enhancements to the supply demand balance (dry year critical / peak conditions) | Ml/d | Price Review 2019
SWT | W3008DO | Total demand side enhancements to the supply demand balance (dry year annual average conditions) | Ml/d | Price Review 2019
SWT | BN2345 | Water delivered: total leakage | Ml/d | Price Review 2019
SWT | BN1100 | Total length of mains on 31 March of report year. | km | Price Review 2019
SWT | BN1001 | DG2 denominator: Total number of properties (domestic and non-domestic) connected for water supply at end of year. | 0 | Price Review 2019 |  | 2017-18: 0; 2018-19: 0; 2019-20: 0; 2020-21: 0; 2021-22: 0; 2022-23: 0; 2023-24: 0; 2024-25: 0
SWT | C_W3007_W3008CAC_PR19WR | Total CAC-WW_Supply and demand side enhancements: Total-WR | £m | Price Review 2019
SWT | C_W3007_W3008CAC_PR19WN | Total CAC-WW_Supply and demand side enhancements: Total-WN | £m | Price Review 2019
SRN | C_W3007SCAW_PR19CA001 | Total wholesale water - Supply side enhancements to the supply/demand balance (dry year critical / peak conditions) | £m | Price Review 2019 |  | 0 | 0 | 0 | 0 | 0.75639 | 4.3815 | 2.128 | -0.0087974 | 0 | 4.099 | 3.799 | 4.721 | 7.852 | 11.367
SRN | C_W3008SCAW_PR19CA001 | Total wholesale water - Supply side enhancements to the supply/demand balance (dry year annual average conditions) | £m | Price Review 2019 |  | 0.50722 | 1.488 | 0.80646 | 0.2853 | 0.1904 | 0.99761 | 1.764 | 0.73409 | 2.173 | 13.492 | 12.164 | 16.593 | 32.426 | 50.09
SRN | C_W3007DCAW_PR19CA001 | Total wholesale water - Demand side enhancements to the supply/demand balance (dry year critical / peak conditions) | £m | Price Review 2019 |  | 0 | 0 | 0 | 0 | 0 | 0 | 0 | 0 | 0 | 0 | 0 | 0 | 0 | 0
SRN | C_W3008DCAW_PR19CA001 | Total wholesale water - Demand side enhancements to the supply/demand balance (dry year annual average conditions) | £m | Price Review 2019 |  | 32.6281 | 33.9647 | 30.0854 | 25.7749 | 16.8019 | 3.2946 | 0 | 2.7164 | 3.4568 | 5.084 | 5.469 | 6.238 | 7.971 | 8.356
SRN | C_W3026TECAW_PR19CA001 | Total wholesale water - Total expenditure | £m | Price Review 2019 |  | 208.0852 | 162.4407 | 158.0999 | 150.6366 | 132.0083 | 165.5298 | 227.072 | 212.6489 | 211.2972 | 238.969 | 240.008 | 219.66 | 201.802 | 217.626
SRN | WS2015CAW | Enhancement expenditure by purpose ~ operating - Supply side enhancements to the supply/demand balance (dry year critical / peak conditions) - Total | £m | Price Review 2019 |  | 2017-18: 0.006; 2018-19: 0.18; 2019-20: 0.279; 2020-21: 0.2; 2021-22: 0.2; 2022-23: 0.2; 2023-24: 0.2; 2024-25: 0.2
SRN | WS2016CAW | Enhancement expenditure by purpose ~ operating - Supply side enhancements to the supply/demand balance (dry year annual average conditions) - Total | £m | Price Review 2019 |  | 2017-18: 0; 2018-19: 0; 2019-20: 0; 2020-21: 0; 2021-22: 0; 2022-23: 0; 2023-24: 0; 2024-25: 0
SRN | WS2017CAW | Enhancement expenditure by purpose ~ operating - Demand side enhancements to the supply/demand balance (dry year critical / peak conditions) - Total | £m | Price Review 2019 |  | 2017-18: 0; 2018-19: 0; 2019-20: 0; 2020-21: 0; 2021-22: 0; 2022-23: 0; 2023-24: 0; 2024-25: 0
SRN | WS2018CAW | Enhancement expenditure by purpose ~ operating - Demand side enhancements to the supply/demand balance (dry year annual average conditions) - Total | £m | Price Review 2019 |  | 2017-18: 0; 2018-19: 0; 2019-20: 0; 2020-21: 7.282; 2021-22: 7.282; 2022-23: 7.282; 2023-24: 7.282; 2024-25: 7.282
SRN | W3007SO | Total supply side enhancements to the supply demand balance (dry year critical / peak conditions) | Ml/d | Price Review 2019 |  | 2017-18: 4.7; 2018-19: 31; 2019-20: 7; 2020-21: 0; 2021-22: 23; 2022-23: 33.68; 2023-24: 15; 2024-25: 12.12
SRN | W3008SO | Total supply side enhancements to the supply demand balance (dry year annual average conditions) | Ml/d | Price Review 2019 |  | 2017-18: 4.7; 2018-19: 22; 2019-20: 8; 2020-21: 0; 2021-22: 20.1; 2022-23: 31.62; 2023-24: 8.7; 2024-25: 12.12
SRN | W3007DO | Total demand side enhancements to the supply demand balance (dry year critical / peak conditions) | Ml/d | Price Review 2019 |  | 2017-18: 0.24; 2018-19: 0.24; 2019-20: 1.97; 2020-21: 15.28; 2021-22: 5.68; 2022-23: 4.51; 2023-24: 6.67; 2024-25: 5.54
SRN | W3008DO | Total demand side enhancements to the supply demand balance (dry year annual average conditions) | Ml/d | Price Review 2019 |  | 2017-18: 0.24; 2018-19: 0.24; 2019-20: 1.97; 2020-21: 10.15; 2021-22: 5.29; 2022-23: 4.13; 2023-24: 6.19; 2024-25: 5.14
SRN | BN2345 | Water delivered: total leakage | Ml/d | Price Review 2019 |  | 2017-18: 102.64; 2018-19: 107.2; 2019-20: 105.4; 2020-21: 102.3; 2021-22: 99.1; 2022-23: 95.9; 2023-24: 92.7; 2024-25: 89.6
SRN | BN1100 | Total length of mains on 31 March of report year. | km | Price Review 2019 |  | 2017-18: 13905; 2018-19: 13940; 2019-20: 13975; 2020-21: 14017; 2021-22: 14059; 2022-23: 14101; 2023-24: 14143; 2024-25: 14185
SRN | BN1001 | DG2 denominator: Total number of properties (domestic and non-domestic) connected for water supply at end of year. | 0 | Price Review 2019 |  | 2017-18: 1114.16; 2018-19: 1121.889; 2019-20: 1129.319; 2020-21: 1143.215; 2021-22: 1156.473; 2022-23: 1169.369; 2023-24: 1182.151; 2024-25: 1194.283
SRN | C_W3007_W3008CAC_PR19WR | Total CAC-WW_Supply and demand side enhancements: Total-WR | £m | Price Review 2019 |  | 2020-25: 0
SRN | C_W3007_W3008CAC_PR19WN | Total CAC-WW_Supply and demand side enhancements: Total-WN | £m | Price Review 2019 |  | 2020-25: 0
TMS | C_W3007SCAW_PR19CA001 | Total wholesale water - Supply side enhancements to the supply/demand balance (dry year critical / peak conditions) | £m | Price Review 2019 |  | 0.10973 | 0.5701 | 1.8094 | -0.009132 | 0.14249 | 0.088995 | 0.015494 | -0.13296 | 0.0071408 | 0 | 0 | 0 | 0.60226 | 1.8245
TMS | C_W3008SCAW_PR19CA001 | Total wholesale water - Supply side enhancements to the supply/demand balance (dry year annual average conditions) | £m | Price Review 2019 |  | 0.6421 | 0.41455 | 1.827 | 1.9875 | 0.53799 | 3.715 | 1.4569 | -0.18881 | 0 | 0.14217 | 2.854 | 12.2789 | 18.6841 | 23.1561
TMS | C_W3007DCAW_PR19CA001 | Total wholesale water - Demand side enhancements to the supply/demand balance (dry year critical / peak conditions) | £m | Price Review 2019 |  | 4.0477 | 3.4282 | 12.0049 | 12.9029 | 19.3004 | 11.0386 | 11.3538 | 0.012365 | 26.8147 | 0.94418 | 0.88951 | 0.82389 | 0.82389 | 0.82936
TMS | C_W3008DCAW_PR19CA001 | Total wholesale water - Demand side enhancements to the supply/demand balance (dry year annual average conditions) | £m | Price Review 2019 |  | 1.1854 | 1.2459 | 7.0316 | 14.7398 | 23.0638 | 5.7074 | 5.5408 | 1.1984 | 38.7192 | 13.7395 | 23.4394 | 30.0311 | 26.9715 | 23.8604
TMS | C_W3026TECAW_PR19CA001 | Total wholesale water - Total expenditure | £m | Price Review 2019 |  | 655.6572 | 618.3888 | 634.9723 | 682.7605 | 747.529 | 849.161 | 895.282 | 960.4243 | 1024.5945 | 1009.8378 | 1101.9036 | 1077.4233 | 1033.9695 | 997.9188
TMS | WS2015CAW | Enhancement expenditure by purpose ~ operating - Supply side enhancements to the supply/demand balance (dry year critical / peak conditions) - Total | £m | Price Review 2019 |  | 2017-18: 0.57205; 2018-19: 0.1573; 2019-20: 0.20525; 2020-21: 0; 2021-22: 0; 2022-23: 0; 2023-24: 0; 2024-25: 0
TMS | WS2016CAW | Enhancement expenditure by purpose ~ operating - Supply side enhancements to the supply/demand balance (dry year annual average conditions) - Total | £m | Price Review 2019 |  | 2017-18: 4.3946; 2018-19: 4.8935; 2019-20: 4.6147; 2020-21: 2.65; 2021-22: 3.0979; 2022-23: 3.753; 2023-24: 1.5101; 2024-25: 1.723
TMS | WS2017CAW | Enhancement expenditure by purpose ~ operating - Demand side enhancements to the supply/demand balance (dry year critical / peak conditions) - Total | £m | Price Review 2019 |  | 2017-18: 0.37579; 2018-19: 0.1959; 2019-20: 0.28451; 2020-21: 3.5836; 2021-22: 3.5836; 2022-23: 3.5836; 2023-24: 3.5836; 2024-25: 3.5836
TMS | WS2018CAW | Enhancement expenditure by purpose ~ operating - Demand side enhancements to the supply/demand balance (dry year annual average conditions) - Total | £m | Price Review 2019 |  | 2017-18: 10.1635; 2018-19: 8.315; 2019-20: 9.1773; 2020-21: 11.692; 2021-22: 11.692; 2022-23: 11.692; 2023-24: 11.692; 2024-25: 11.692
TMS | W3007SO | Total supply side enhancements to the supply demand balance (dry year critical / peak conditions) | Ml/d | Price Review 2019 |  | 2017-18: 0; 2018-19: 0; 2019-20: 0; 2020-21: 21; 2021-22: 0; 2022-23: 0; 2023-24: 0; 2024-25: 17.6
TMS | W3008SO | Total supply side enhancements to the supply demand balance (dry year annual average conditions) | Ml/d | Price Review 2019 |  | 2017-18: 0; 2018-19: 0; 2019-20: 0; 2020-21: 21; 2021-22: 0; 2022-23: 0; 2023-24: 0; 2024-25: 17.6
TMS | W3007DO | Total demand side enhancements to the supply demand balance (dry year critical / peak conditions) | Ml/d | Price Review 2019 |  | 2017-18: 8.71; 2018-19: -5.37; 2019-20: 103.88; 2020-21: 56.5069; 2021-22: 35.1253; 2022-23: 39.3484; 2023-24: 38.8102; 2024-25: 32.9878
TMS | W3008DO | Total demand side enhancements to the supply demand balance (dry year annual average conditions) | Ml/d | Price Review 2019 |  | 2017-18: 4.25; 2018-19: -5.47; 2019-20: 103.78; 2020-21: 56.119; 2021-22: 34.2048; 2022-23: 38.372; 2023-24: 37.8894; 2024-25: 32.094
TMS | BN2345 | Water delivered: total leakage | Ml/d | Price Review 2019 |  | 2017-18: 694.65; 2018-19: 760.8; 2019-20: 674.6; 2020-21: 623.12; 2021-22: 603.51; 2022-23: 580.8553; 2023-24: 558.2153; 2024-25: 540.2997
TMS | BN1100 | Total length of mains on 31 March of report year. | km | Price Review 2019 |  | 2017-18: 31460.6; 2018-19: 31623.818; 2019-20: 31772.2903; 2020-21: 31915.88; 2021-22: 32051.7489; 2022-23: 32182.0691; 2023-24: 32304.7813; 2024-25: 32467.1545
TMS | BN1001 | DG2 denominator: Total number of properties (domestic and non-domestic) connected for water supply at end of year. | 0 | Price Review 2019 |  | 2017-18: 3826.422; 2018-19: 3998.4686; 2019-20: 4047.031; 2020-21: 4094.735; 2021-22: 4139.8743; 2022-23: 4181.8306; 2023-24: 4222.5989; 2024-25: 4262.5683
TMS | C_W3007_W3008CAC_PR19WR | Total CAC-WW_Supply and demand side enhancements: Total-WR | £m | Price Review 2019 |  | 2020-25: 0
TMS | C_W3007_W3008CAC_PR19WN | Total CAC-WW_Supply and demand side enhancements: Total-WN | £m | Price Review 2019 |  | 2020-25: 0
NWT | C_W3007SCAW_PR19CA001 | Total wholesale water - Supply side enhancements to the supply/demand balance (dry year critical / peak conditions) | £m | Price Review 2019 |  | 3.9837 | 0.40805 | 1.3872 | 5.6391 | 22.4041 | 1.921 | 0.80758 | 0.35548 | 0 | 0 | 0 | 0 | 0 | 0
NWT | C_W3008SCAW_PR19CA001 | Total wholesale water - Supply side enhancements to the supply/demand balance (dry year annual average conditions) | £m | Price Review 2019 |  | 0 | 0 | 0 | 0 | 0 | 0 | 0 | 0 | 0 | 0 | 0 | 0 | 0 | 0
NWT | C_W3007DCAW_PR19CA001 | Total wholesale water - Demand side enhancements to the supply/demand balance (dry year critical / peak conditions) | £m | Price Review 2019 |  | 6.6309 | 12.7683 | 4.8186 | 3.385 | 13.1282 | 47.9967 | 80.2621 | 94.3673 | 47.5335 | 27.2402 | 22.2804 | 0.48 | 0 | 0
NWT | C_W3008DCAW_PR19CA001 | Total wholesale water - Demand side enhancements to the supply/demand balance (dry year annual average conditions) | £m | Price Review 2019 |  | 0 | 0 | 0 | 0 | 0 | 0 | 0 | 0 | 0 | 0 | 0 | 0 | 0 | 0
NWT | C_W3026TECAW_PR19CA001 | Total wholesale water - Total expenditure | £m | Price Review 2019 |  | 531.2972 | 554.3658 | 550.9866 | 545.1088 | 549.5249 | 612.8371 | 601.4976 | 621.8529 | 528.1722 | 546.9142 | 511.026 | 491.8832 | 466.2618 | 461.4183
NWT | WS2015CAW | Enhancement expenditure by purpose ~ operating - Supply side enhancements to the supply/demand balance (dry year critical / peak conditions) - Total | £m | Price Review 2019 |  | 2017-18: 0.87566; 2018-19: 0.90742; 2019-20: 0.94893; 2020-21: 0.93466; 2021-22: 0.93596; 2022-23: 0.94189; 2023-24: 0.94815; 2024-25: 0.95431
NWT | WS2016CAW | Enhancement expenditure by purpose ~ operating - Supply side enhancements to the supply/demand balance (dry year annual average conditions) - Total | £m | Price Review 2019 |  | 2017-18: 0; 2018-19: 0; 2019-20: 0; 2020-21: 0; 2021-22: 0; 2022-23: 0; 2023-24: 0; 2024-25: 0
NWT | WS2017CAW | Enhancement expenditure by purpose ~ operating - Demand side enhancements to the supply/demand balance (dry year critical / peak conditions) - Total | £m | Price Review 2019 |  | 2017-18: 0; 2018-19: 0; 2019-20: 0; 2020-21: 0; 2021-22: 0; 2022-23: 0; 2023-24: 0; 2024-25: 0
NWT | WS2018CAW | Enhancement expenditure by purpose ~ operating - Demand side enhancements to the supply/demand balance (dry year annual average conditions) - Total | £m | Price Review 2019 |  | 2017-18: 0; 2018-19: 0; 2019-20: 0; 2020-21: 0.2058; 2021-22: 0.20681; 2022-23: 0.20732; 2023-24: 0.20732; 2024-25: 0.20732
NWT | W3007SO | Total supply side enhancements to the supply demand balance (dry year critical / peak conditions) | Ml/d | Price Review 2019 |  | 2017-18: 3; 2018-19: 0; 2019-20: 0; 2020-21: 0; 2021-22: 0; 2022-23: 0; 2023-24: 0; 2024-25: 0
NWT | W3008SO | Total supply side enhancements to the supply demand balance (dry year annual average conditions) | Ml/d | Price Review 2019 |  | 2017-18: 3; 2018-19: 0; 2019-20: 0; 2020-21: 0; 2021-22: 0; 2022-23: 0; 2023-24: 0; 2024-25: 0
NWT | W3007DO | Total demand side enhancements to the supply demand balance (dry year critical / peak conditions) | Ml/d | Price Review 2019 |  | 2017-18: 0; 2018-19: 0; 2019-20: 0; 2020-21: 0; 2021-22: 8.9345; 2022-23: 8.97; 2023-24: 13.45; 2024-25: 35.85
NWT | W3008DO | Total demand side enhancements to the supply demand balance (dry year annual average conditions) | Ml/d | Price Review 2019 |  | 2017-18: 0; 2018-19: 0; 2019-20: 0; 2020-21: 0; 2021-22: 8.9345; 2022-23: 8.97; 2023-24: 13.45; 2024-25: 35.85
NWT | BN2345 | Water delivered: total leakage | Ml/d | Price Review 2019 |  | 2017-18: 453.52; 2018-19: 448.23; 2019-20: 448.23; 2020-21: 448.23; 2021-22: 439.27; 2022-23: 430.3; 2023-24: 416.85; 2024-25: 381
NWT | BN1100 | Total length of mains on 31 March of report year. | km | Price Review 2019 |  | 2017-18: 42102.8779; 2018-19: 42261.9571; 2019-20: 42376.0196; 2020-21: 42481.1439; 2021-22: 42549.2921; 2022-23: 42646.8921; 2023-24: 42744.5921; 2024-25: 42842.2921
NWT | BN1001 | DG2 denominator: Total number of properties (domestic and non-domestic) connected for water supply at end of year. | 0 | Price Review 2019 |  | 2017-18: 3313.187; 2018-19: 3333.583; 2019-20: 3353.7589; 2020-21: 3375.8827; 2021-22: 3399.5661; 2022-23: 3423.795; 2023-24: 3449.1104; 2024-25: 3475.5024
NWT | C_W3007_W3008CAC_PR19WR | Total CAC-WW_Supply and demand side enhancements: Total-WR | £m | Price Review 2019 |  | 2020-25: 0
NWT | C_W3007_W3008CAC_PR19WN | Total CAC-WW_Supply and demand side enhancements: Total-WN | £m | Price Review 2019 |  | 2020-25: 0
WSX | C_W3007SCAW_PR19CA001 | Total wholesale water - Supply side enhancements to the supply/demand balance (dry year critical / peak conditions) | £m | Price Review 2019 |  | 0.0044203 | 0.020502 | 0.0073987 | 0 | 0 | 0 | 0 | 0 | 0 | 0 | 0 | 0 | 0 | 0
WSX | C_W3008SCAW_PR19CA001 | Total wholesale water - Supply side enhancements to the supply/demand balance (dry year annual average conditions) | £m | Price Review 2019 |  | 0 | 0 | 0 | 0 | 0 | 0 | 0 | 0 | 0 | 3.9697 | 3.9697 | 3.9697 | 3.9697 | 3.9697
WSX | C_W3007DCAW_PR19CA001 | Total wholesale water - Demand side enhancements to the supply/demand balance (dry year critical / peak conditions) | £m | Price Review 2019 |  | 0 | 0 | 0 | 0 | 0 | 0 | -2.0475e-06 | 0 | 0 | 0 | 0 | 0 | 0 | 0
WSX | C_W3008DCAW_PR19CA001 | Total wholesale water - Demand side enhancements to the supply/demand balance (dry year annual average conditions) | £m | Price Review 2019 |  | 0 | 0 | 0 | 0 | 0 | 0 | 0.0057548 | 0.05731 | 0.055995 | 0.57012 | 0.57012 | 0.57012 | 0.57012 | 0.57012
WSX | C_W3026TECAW_PR19CA001 | Total wholesale water - Total expenditure | £m | Price Review 2019 |  | 160.1115 | 176.2073 | 161.725 | 155.7696 | 161.7977 | 157.5438 | 135.1825 | 135.5478 | 145.6387 | 134.2655 | 125.5988 | 144.2895 | 125.3448 | 120.5543
WSX | WS2015CAW | Enhancement expenditure by purpose ~ operating - Supply side enhancements to the supply/demand balance (dry year critical / peak conditions) - Total | £m | Price Review 2019 |  | 2017-18: 0; 2018-19: 0; 2019-20: 0; 2020-21: 0; 2021-22: 0; 2022-23: 0; 2023-24: 0; 2024-25: 0
WSX | WS2016CAW | Enhancement expenditure by purpose ~ operating - Supply side enhancements to the supply/demand balance (dry year annual average conditions) - Total | £m | Price Review 2019 |  | 2017-18: 0; 2018-19: 0; 2019-20: 0; 2020-21: 0.37; 2021-22: 0.73; 2022-23: 1.1; 2023-24: 1.46; 2024-25: 1.83
WSX | WS2017CAW | Enhancement expenditure by purpose ~ operating - Demand side enhancements to the supply/demand balance (dry year critical / peak conditions) - Total | £m | Price Review 2019 |  | 2017-18: 0; 2018-19: 0; 2019-20: 0; 2020-21: 0; 2021-22: 0; 2022-23: 0; 2023-24: 0; 2024-25: 0
WSX | WS2018CAW | Enhancement expenditure by purpose ~ operating - Demand side enhancements to the supply/demand balance (dry year annual average conditions) - Total | £m | Price Review 2019 |  | 2017-18: 0; 2018-19: 0; 2019-20: 0; 2020-21: 0; 2021-22: 0; 2022-23: 0; 2023-24: 0; 2024-25: 0
WSX | W3007SO | Total supply side enhancements to the supply demand balance (dry year critical / peak conditions) | Ml/d | Price Review 2019 |  | 2017-18: 0; 2018-19: 0; 2019-20: 0; 2020-21: 0; 2021-22: 0; 2022-23: 0; 2023-24: 0; 2024-25: 0
WSX | W3008SO | Total supply side enhancements to the supply demand balance (dry year annual average conditions) | Ml/d | Price Review 2019 |  | 2017-18: 0; 2018-19: 0; 2019-20: 0; 2020-21: 0; 2021-22: 0; 2022-23: 0; 2023-24: 0; 2024-25: 0
WSX | W3007DO | Total demand side enhancements to the supply demand balance (dry year critical / peak conditions) | Ml/d | Price Review 2019 |  | 2017-18: 2.34; 2018-19: 2.36; 2019-20: 2.05; 2020-21: 3.87; 2021-22: 3.83; 2022-23: 3.79; 2023-24: 3.75; 2024-25: 3.72
WSX | W3008DO | Total demand side enhancements to the supply demand balance (dry year annual average conditions) | Ml/d | Price Review 2019 |  | 2017-18: 2.34; 2018-19: 2.2462; 2019-20: 1.9496; 2020-21: 3.7785; 2021-22: 3.742; 2022-23: 3.7093; 2023-24: 3.6802; 2024-25: 3.6542
WSX | BN2345 | Water delivered: total leakage | Ml/d | Price Review 2019 |  | 2017-18: 79.66; 2018-19: 78.8897; 2019-20: 78.1577; 2020-21: 75.813; 2021-22: 73.4682; 2022-23: 71.1235; 2023-24: 68.7788; 2024-25: 66.434
WSX | BN1100 | Total length of mains on 31 March of report year. | km | Price Review 2019 |  | 2017-18: 11935.02; 2018-19: 11980.0161; 2019-20: 12025.0161; 2020-21: 12070.0161; 2021-22: 12115.0161; 2022-23: 12160.0161; 2023-24: 12205.0161; 2024-25: 12250.0161
WSX | BN1001 | DG2 denominator: Total number of properties (domestic and non-domestic) connected for water supply at end of year. | 0 | Price Review 2019 |  | 2017-18: 615.408; 2018-19: 623.314; 2019-20: 629.671; 2020-21: 636.075; 2021-22: 642.428; 2022-23: 648.56; 2023-24: 654.467; 2024-25: 660.203
WSX | C_W3007_W3008CAC_PR19WR | Total CAC-WW_Supply and demand side enhancements: Total-WR | £m | Price Review 2019 |  | 2020-25: 0
WSX | C_W3007_W3008CAC_PR19WN | Total CAC-WW_Supply and demand side enhancements: Total-WN | £m | Price Review 2019 |  | 2020-25: 0
YKY | C_W3007SCAW_PR19CA001 | Total wholesale water - Supply side enhancements to the supply/demand balance (dry year critical / peak conditions) | £m | Price Review 2019 |  | 0 | 0 | 0 | 0 | 0 | 0 | 0 | 0 | 0 | 0 | 0 | 0 | 0 | 0
YKY | C_W3008SCAW_PR19CA001 | Total wholesale water - Supply side enhancements to the supply/demand balance (dry year annual average conditions) | £m | Price Review 2019 |  | 0 | 0 | 0 | 0 | 0 | 0 | 0 | 0 | 0 | 0.112 | 0.097 | 0.063 | 0.047 | 0.022
YKY | C_W3007DCAW_PR19CA001 | Total wholesale water - Demand side enhancements to the supply/demand balance (dry year critical / peak conditions) | £m | Price Review 2019 |  | 0 | 0 | 0 | 0 | 0 | 0 | 0 | 0 | 0 | 0 | 0 | 0 | 0 | 0
YKY | C_W3008DCAW_PR19CA001 | Total wholesale water - Demand side enhancements to the supply/demand balance (dry year annual average conditions) | £m | Price Review 2019 |  | 0 | 0 | 0 | 0 | 0 | 0 | 0 | 0 | 0 | 0 | 0 | 0 | 0 | 0
YKY | C_W3026TECAW_PR19CA001 | Total wholesale water - Total expenditure | £m | Price Review 2019 |  | 390.8034 | 309.4734 | 263.5993 | 271.3183 | 295.5084 | 337.3085 | 369.595 | 414.498 | 394.0111 | 385.797 | 385.065 | 393.66 | 376.679 | 345.664
YKY | WS2015CAW | Enhancement expenditure by purpose ~ operating - Supply side enhancements to the supply/demand balance (dry year critical / peak conditions) - Total | £m | Price Review 2019 |  | 2017-18: 0; 2018-19: 0; 2019-20: 0; 2020-21: 0; 2021-22: 0; 2022-23: 0; 2023-24: 0; 2024-25: 0
YKY | WS2016CAW | Enhancement expenditure by purpose ~ operating - Supply side enhancements to the supply/demand balance (dry year annual average conditions) - Total | £m | Price Review 2019 |  | 2017-18: 0; 2018-19: 0; 2019-20: 0; 2020-21: 0; 2021-22: 0; 2022-23: 0; 2023-24: 0; 2024-25: 0
YKY | WS2017CAW | Enhancement expenditure by purpose ~ operating - Demand side enhancements to the supply/demand balance (dry year critical / peak conditions) - Total | £m | Price Review 2019 |  | 2017-18: 0; 2018-19: 0; 2019-20: 0; 2020-21: 0; 2021-22: 0; 2022-23: 0; 2023-24: 0; 2024-25: 0
YKY | WS2018CAW | Enhancement expenditure by purpose ~ operating - Demand side enhancements to the supply/demand balance (dry year annual average conditions) - Total | £m | Price Review 2019 |  | 2017-18: 0; 2018-19: 0; 2019-20: 0; 2020-21: 0; 2021-22: 0; 2022-23: 0; 2023-24: 0; 2024-25: 0
YKY | W3007SO | Total supply side enhancements to the supply demand balance (dry year critical / peak conditions) | Ml/d | Price Review 2019 |  | 2017-18: 0; 2018-19: 0; 2019-20: 0; 2020-21: 0; 2021-22: 0; 2022-23: 0; 2023-24: 0; 2024-25: 0
YKY | W3008SO | Total supply side enhancements to the supply demand balance (dry year annual average conditions) | Ml/d | Price Review 2019 |  | 2017-18: 0; 2018-19: 0; 2019-20: 0; 2020-21: 0; 2021-22: 0; 2022-23: 2; 2023-24: 0; 2024-25: 0
YKY | W3007DO | Total demand side enhancements to the supply demand balance (dry year critical / peak conditions) | Ml/d | Price Review 2019 |  | 2017-18: 0; 2018-19: 0; 2019-20: 0; 2020-21: 0; 2021-22: 0; 2022-23: 0; 2023-24: 0; 2024-25: 0
YKY | W3008DO | Total demand side enhancements to the supply demand balance (dry year annual average conditions) | Ml/d | Price Review 2019 |  | 2017-18: 0; 2018-19: 0; 2019-20: 28; 2020-21: 13.45; 2021-22: 13.45; 2022-23: 13.45; 2023-24: 13.45; 2024-25: 13.45
YKY | BN2345 | Water delivered: total leakage | Ml/d | Price Review 2019 |  | 2017-18: 300.28; 2018-19: 297; 2019-20: 269; 2020-21: 255.55; 2021-22: 242.1; 2022-23: 228.65; 2023-24: 215.2; 2024-25: 201.75
YKY | BN1100 | Total length of mains on 31 March of report year. | km | Price Review 2019 |  | 2017-18: 31693; 2018-19: 31793; 2019-20: 31893; 2020-21: 32002; 2021-22: 32111; 2022-23: 32219; 2023-24: 32328; 2024-25: 32436
YKY | BN1001 | DG2 denominator: Total number of properties (domestic and non-domestic) connected for water supply at end of year. | 0 | Price Review 2019 |  | 2017-18: 2305.318; 2018-19: 2311.3523; 2019-20: 2325.4214; 2020-21: 2347.4078; 2021-22: 2367.7926; 2022-23: 2388.278; 2023-24: 2408.7274; 2024-25: 2429.2194
YKY | C_W3007_W3008CAC_PR19WR | Total CAC-WW_Supply and demand side enhancements: Total-WR | £m | Price Review 2019 |  | 2020-25: 0
YKY | C_W3007_W3008CAC_PR19WN | Total CAC-WW_Supply and demand side enhancements: Total-WN | £m | Price Review 2019 |  | 2020-25: 0
AFW | C_W3007SCAW_PR19CA001 | Total wholesale water - Supply side enhancements to the supply/demand balance (dry year critical / peak conditions) | £m | Price Review 2019 |  | 0 | 0 | 0 | 0 | 0 | 0 | 1.195 | 0 | 0 | 0 | 0 | 0 | 0 | 0
AFW | C_W3008SCAW_PR19CA001 | Total wholesale water - Supply side enhancements to the supply/demand balance (dry year annual average conditions) | £m | Price Review 2019 |  | 0 | 0 | 0 | 0 | 0 | 0 | 0.722 | 0 | 0 | 12.7247 | 15.2091 | 7.3027 | 6.2595 | 0
AFW | C_W3007DCAW_PR19CA001 | Total wholesale water - Demand side enhancements to the supply/demand balance (dry year critical / peak conditions) | £m | Price Review 2019 |  | 0 | 0 | 0 | 0 | 0 | 1.5251 | 0 | 0 | 0 | 0 | 0 | 0 | 0 | 0
AFW | C_W3008DCAW_PR19CA001 | Total wholesale water - Demand side enhancements to the supply/demand balance (dry year annual average conditions) | £m | Price Review 2019 |  | 0 | 5.8376 | 4.5397 | 0.020901 | 3.9526 | 2.1286 | 0 | 0 | 0 | 9.08 | 9.08 | 9.08 | 9.08 | 9.08
AFW | C_W3026TECAW_PR19CA001 | Total wholesale water - Total expenditure | £m | Price Review 2019 |  | 212.9247 | 219.3039 | 224.1049 | 216.4519 | 237.3466 | 275.8073 | 255.5782 | 240.0907 | 226.3173 | 287.61 | 290.6915 | 281.3912 | 264.4597 | 241.8721
AFW | WS2015CAW | Enhancement expenditure by purpose ~ operating - Supply side enhancements to the supply/demand balance (dry year critical / peak conditions) - Total | £m | Price Review 2019 |  | 2017-18: 0; 2018-19: 0; 2019-20: 0; 2020-21: 0; 2021-22: 0; 2022-23: 0; 2023-24: 0; 2024-25: 0
AFW | WS2016CAW | Enhancement expenditure by purpose ~ operating - Supply side enhancements to the supply/demand balance (dry year annual average conditions) - Total | £m | Price Review 2019 |  | 2017-18: 0; 2018-19: 0; 2019-20: 0; 2020-21: 0; 2021-22: 0; 2022-23: 0; 2023-24: 0; 2024-25: 0
AFW | WS2017CAW | Enhancement expenditure by purpose ~ operating - Demand side enhancements to the supply/demand balance (dry year critical / peak conditions) - Total | £m | Price Review 2019 |  | 2017-18: 0; 2018-19: 0; 2019-20: 0; 2020-21: 0; 2021-22: 0; 2022-23: 0; 2023-24: 0; 2024-25: 0
AFW | WS2018CAW | Enhancement expenditure by purpose ~ operating - Demand side enhancements to the supply/demand balance (dry year annual average conditions) - Total | £m | Price Review 2019 |  | 2017-18: 4.648; 2018-19: 3.184; 2019-20: 2.879; 2020-21: 10.337; 2021-22: 10.337; 2022-23: 10.337; 2023-24: 10.337; 2024-25: 10.337
AFW | W3007SO | Total supply side enhancements to the supply demand balance (dry year critical / peak conditions) | Ml/d | Price Review 2019 |  | 2017-18: 5; 2018-19: 8.63; 2019-20: 0; 2020-21: 2.07; 2021-22: 0.14; 2022-23: 1.32; 2023-24: 5; 2024-25: 0
AFW | W3008SO | Total supply side enhancements to the supply demand balance (dry year annual average conditions) | Ml/d | Price Review 2019 |  | 2017-18: 5; 2018-19: 1.97; 2019-20: 0; 2020-21: 2.07; 2021-22: 0.14; 2022-23: 0.97; 2023-24: 5; 2024-25: 0
AFW | W3007DO | Total demand side enhancements to the supply demand balance (dry year critical / peak conditions) | Ml/d | Price Review 2019 |  | 2017-18: 29.6438; 2018-19: 15.6794; 2019-20: 12.3054; 2020-21: 11.9793; 2021-22: 11.3285; 2022-23: 11.8766; 2023-24: 14.0297; 2024-25: 9.739
AFW | W3008DO | Total demand side enhancements to the supply demand balance (dry year annual average conditions) | Ml/d | Price Review 2019 |  | 2017-18: 29.6438; 2018-19: 15.6794; 2019-20: 12.3054; 2020-21: 11.9793; 2021-22: 11.3285; 2022-23: 11.8766; 2023-24: 14.0297; 2024-25: 9.739
AFW | BN2345 | Water delivered: total leakage | Ml/d | Price Review 2019 |  | 2017-18: 172.67; 2018-19: 200.61; 2019-20: 158.08; 2020-21: 150.91; 2021-22: 146.47; 2022-23: 141.89; 2023-24: 135.38; 2024-25: 131.84
AFW | BN1100 | Total length of mains on 31 March of report year. | km | Price Review 2019 |  | 2017-18: 16682.8; 2018-19: 16729.8; 2019-20: 16769.8; 2020-21: 16818.8; 2021-22: 16867.8; 2022-23: 16916.8; 2023-24: 16978.8; 2024-25: 17028
AFW | BN1001 | DG2 denominator: Total number of properties (domestic and non-domestic) connected for water supply at end of year. | 0 | Price Review 2019 |  | 2017-18: 1500.196; 2018-19: 1517.019; 2019-20: 1526.126; 2020-21: 1546.736; 2021-22: 1563.167; 2022-23: 1579.609; 2023-24: 1596.059; 2024-25: 1612.517
AFW | C_W3007_W3008CAC_PR19WR | Total CAC-WW_Supply and demand side enhancements: Total-WR | £m | Price Review 2019 |  | 2020-25: 0
AFW | C_W3007_W3008CAC_PR19WN | Total CAC-WW_Supply and demand side enhancements: Total-WN | £m | Price Review 2019 |  | 2020-25: 0
BWH | C_W3007SCAW_PR19CA001 | Total wholesale water - Supply side enhancements to the supply/demand balance (dry year critical / peak conditions) | £m | Price Review 2019 |  | 0 | 0 | 0 | 0 | 0 | 0 | 0 | 0 | 0 | 0 | 0 | 0 | 0 | 0
BWH | C_W3008SCAW_PR19CA001 | Total wholesale water - Supply side enhancements to the supply/demand balance (dry year annual average conditions) | £m | Price Review 2019 |  | 0 | 0 | 0 | 0 | 0 | 0 | 0 | 0 | 0 | 0 | 0 | 0 | 0 | 0
BWH | C_W3007DCAW_PR19CA001 | Total wholesale water - Demand side enhancements to the supply/demand balance (dry year critical / peak conditions) | £m | Price Review 2019 |  | 0 | 0 | 0 | 0 | 0 | 0 | 0 | 0 | 0 | 0 | 0 | 0 | 0 | 0
BWH | C_W3008DCAW_PR19CA001 | Total wholesale water - Demand side enhancements to the supply/demand balance (dry year annual average conditions) | £m | Price Review 2019 |  | 0 | 0 | 0 | 0 | 0.0052022 | 0 | 0 | 0 | 0 | 0 | 0 | 0 | 0 | 0
BWH | C_W3026TECAW_PR19CA001 | Total wholesale water - Total expenditure | £m | Price Review 2019 |  | 27.8454 | 26.1622 | 30.2651 | 28.3885 | 26.0358 | 0 | 0 | 0 | 0 | 0 | 0 | 0 | 0 | 0
BWH | WS2015CAW | Enhancement expenditure by purpose ~ operating - Supply side enhancements to the supply/demand balance (dry year critical / peak conditions) - Total | £m | Price Review 2019 |  | 2017-18: 0; 2018-19: 0; 2019-20: 0; 2020-21: 0; 2021-22: 0; 2022-23: 0; 2023-24: 0; 2024-25: 0
BWH | WS2016CAW | Enhancement expenditure by purpose ~ operating - Supply side enhancements to the supply/demand balance (dry year annual average conditions) - Total | £m | Price Review 2019 |  | 2017-18: 0; 2018-19: 0; 2019-20: 0; 2020-21: 0; 2021-22: 0; 2022-23: 0; 2023-24: 0; 2024-25: 0
BWH | WS2017CAW | Enhancement expenditure by purpose ~ operating - Demand side enhancements to the supply/demand balance (dry year critical / peak conditions) - Total | £m | Price Review 2019 |  | 2017-18: 0; 2018-19: 0; 2019-20: 0; 2020-21: 0; 2021-22: 0; 2022-23: 0; 2023-24: 0; 2024-25: 0
BWH | WS2018CAW | Enhancement expenditure by purpose ~ operating - Demand side enhancements to the supply/demand balance (dry year annual average conditions) - Total | £m | Price Review 2019 |  | 2017-18: 0; 2018-19: 0; 2019-20: 0; 2020-21: 0; 2021-22: 0; 2022-23: 0; 2023-24: 0; 2024-25: 0
BWH | W3007SO | Total supply side enhancements to the supply demand balance (dry year critical / peak conditions) | Ml/d | Price Review 2019
BWH | W3008SO | Total supply side enhancements to the supply demand balance (dry year annual average conditions) | Ml/d | Price Review 2019
BWH | W3007DO | Total demand side enhancements to the supply demand balance (dry year critical / peak conditions) | Ml/d | Price Review 2019
BWH | W3008DO | Total demand side enhancements to the supply demand balance (dry year annual average conditions) | Ml/d | Price Review 2019
BWH | BN2345 | Water delivered: total leakage | Ml/d | Price Review 2019
BWH | BN1100 | Total length of mains on 31 March of report year. | km | Price Review 2019
BWH | BN1001 | DG2 denominator: Total number of properties (domestic and non-domestic) connected for water supply at end of year. | 0 | Price Review 2019 |  | 2017-18: 0; 2018-19: 0; 2019-20: 0; 2020-21: 0; 2021-22: 0; 2022-23: 0; 2023-24: 0; 2024-25: 0
BWH | C_W3007_W3008CAC_PR19WR | Total CAC-WW_Supply and demand side enhancements: Total-WR | £m | Price Review 2019
BWH | C_W3007_W3008CAC_PR19WN | Total CAC-WW_Supply and demand side enhancements: Total-WN | £m | Price Review 2019
BRL | C_W3007SCAW_PR19CA001 | Total wholesale water - Supply side enhancements to the supply/demand balance (dry year critical / peak conditions) | £m | Price Review 2019 |  | 0 | 0 | 0 | 0 | 0 | 0 | 0 | 0 | 0 | 0 | 0 | 0 | 0 | 0
BRL | C_W3008SCAW_PR19CA001 | Total wholesale water - Supply side enhancements to the supply/demand balance (dry year annual average conditions) | £m | Price Review 2019 |  | 0.59121 | 2.4181 | 2.8845 | 0.46922 | 0.007283 | 0 | 0 | 0.7025 | 2.2848 | 0 | 0 | 0 | 0 | 0
BRL | C_W3007DCAW_PR19CA001 | Total wholesale water - Demand side enhancements to the supply/demand balance (dry year critical / peak conditions) | £m | Price Review 2019 |  | 0 | 0 | 0 | 0 | 0 | 0 | 0 | 0 | 0 | 0 | 0 | 0 | 0 | 0
BRL | C_W3008DCAW_PR19CA001 | Total wholesale water - Demand side enhancements to the supply/demand balance (dry year annual average conditions) | £m | Price Review 2019 |  | 4.7695 | 5.5268 | 5.0555 | 3.203 | 1.7073 | 3.1345 | 5.404 | 1.9441 | 1.0953 | 0.696 | 0.696 | 0.696 | 0.696 | 0.696
BRL | C_W3026TECAW_PR19CA001 | Total wholesale water - Total expenditure | £m | Price Review 2019 |  | 106.8552 | 136.6866 | 124.5262 | 111.4734 | 74.0819 | 85.1219 | 103.363 | 104.8207 | 101.8476 | 91.388 | 89.27 | 89.474 | 89.114 | 89.552
BRL | WS2015CAW | Enhancement expenditure by purpose ~ operating - Supply side enhancements to the supply/demand balance (dry year critical / peak conditions) - Total | £m | Price Review 2019 |  | 2017-18: 0; 2018-19: 0; 2019-20: 0; 2020-21: 0; 2021-22: 0; 2022-23: 0; 2023-24: 0; 2024-25: 0
BRL | WS2016CAW | Enhancement expenditure by purpose ~ operating - Supply side enhancements to the supply/demand balance (dry year annual average conditions) - Total | £m | Price Review 2019 |  | 2017-18: 0; 2018-19: 0; 2019-20: 0; 2020-21: 0; 2021-22: 0; 2022-23: 0; 2023-24: 0; 2024-25: 0
BRL | WS2017CAW | Enhancement expenditure by purpose ~ operating - Demand side enhancements to the supply/demand balance (dry year critical / peak conditions) - Total | £m | Price Review 2019 |  | 2017-18: 0; 2018-19: 0; 2019-20: 0; 2020-21: 0; 2021-22: 0; 2022-23: 0; 2023-24: 0; 2024-25: 0
BRL | WS2018CAW | Enhancement expenditure by purpose ~ operating - Demand side enhancements to the supply/demand balance (dry year annual average conditions) - Total | £m | Price Review 2019 |  | 2017-18: 0; 2018-19: 0; 2019-20: 0; 2020-21: 0.148; 2021-22: 0.149; 2022-23: 0.151; 2023-24: 0.153; 2024-25: 0.154
BRL | W3007SO | Total supply side enhancements to the supply demand balance (dry year critical / peak conditions) | Ml/d | Price Review 2019 |  | 2017-18: 0; 2018-19: 0; 2019-20: 0; 2020-21: 0; 2021-22: 0; 2022-23: 0; 2023-24: 0; 2024-25: 0
BRL | W3008SO | Total supply side enhancements to the supply demand balance (dry year annual average conditions) | Ml/d | Price Review 2019 |  | 2017-18: 0; 2018-19: 0; 2019-20: 0; 2020-21: 0; 2021-22: 0; 2022-23: 0; 2023-24: 0; 2024-25: 0
BRL | W3007DO | Total demand side enhancements to the supply demand balance (dry year critical / peak conditions) | Ml/d | Price Review 2019 |  | 2017-18: 0; 2018-19: 0; 2019-20: 0; 2020-21: 0; 2021-22: 0; 2022-23: 0; 2023-24: 0; 2024-25: 0
BRL | W3008DO | Total demand side enhancements to the supply demand balance (dry year annual average conditions) | Ml/d | Price Review 2019 |  | 2017-18: 0.49; 2018-19: 3.01; 2019-20: 1.36; 2020-21: 1.04; 2021-22: 1.04; 2022-23: 1.54; 2023-24: 1.54; 2024-25: 1.53
BRL | BN2345 | Water delivered: total leakage | Ml/d | Price Review 2019 |  | 2017-18: 46.64; 2018-19: 44; 2019-20: 43; 2020-21: 42; 2021-22: 41; 2022-23: 39.5; 2023-24: 38; 2024-25: 36.5
BRL | BN1100 | Total length of mains on 31 March of report year. | km | Price Review 2019 |  | 2017-18: 6828; 2018-19: 6854; 2019-20: 6880; 2020-21: 6906; 2021-22: 6932; 2022-23: 6958; 2023-24: 6984; 2024-25: 7010
BRL | BN1001 | DG2 denominator: Total number of properties (domestic and non-domestic) connected for water supply at end of year. | 0 | Price Review 2019 |  | 2017-18: 536.138; 2018-19: 542.029; 2019-20: 548.095; 2020-21: 554.744; 2021-22: 560.504; 2022-23: 566.196; 2023-24: 571.773; 2024-25: 577.233
BRL | C_W3007_W3008CAC_PR19WR | Total CAC-WW_Supply and demand side enhancements: Total-WR | £m | Price Review 2019 |  | 2020-25: 0
BRL | C_W3007_W3008CAC_PR19WN | Total CAC-WW_Supply and demand side enhancements: Total-WN | £m | Price Review 2019 |  | 2020-25: 0
DVW | C_W3007SCAW_PR19CA001 | Total wholesale water - Supply side enhancements to the supply/demand balance (dry year critical / peak conditions) | £m | Price Review 2019 |  | 2011-12: 0; 2012-13: 0; 2013-14: 0; 2014-15: 0; 2015-16: 0; 2016-17: 0; 2017-18: 0
DVW | C_W3008SCAW_PR19CA001 | Total wholesale water - Supply side enhancements to the supply/demand balance (dry year annual average conditions) | £m | Price Review 2019 |  | 2011-12: 0; 2012-13: 0; 2013-14: 0; 2014-15: 0; 2015-16: 0; 2016-17: 0; 2017-18: 0
DVW | C_W3007DCAW_PR19CA001 | Total wholesale water - Demand side enhancements to the supply/demand balance (dry year critical / peak conditions) | £m | Price Review 2019 |  | 2011-12: 0; 2012-13: 0; 2013-14: 0; 2014-15: 0; 2015-16: 0; 2016-17: 0; 2017-18: 0.015
DVW | C_W3008DCAW_PR19CA001 | Total wholesale water - Demand side enhancements to the supply/demand balance (dry year annual average conditions) | £m | Price Review 2019 |  | 2011-12: 0; 2012-13: 0; 2013-14: 0; 2014-15: 0; 2015-16: 0; 2016-17: 0; 2017-18: 0
DVW | C_W3026TECAW_PR19CA001 | Total wholesale water - Total expenditure | £m | Price Review 2019 |  | 2011-12: 18.4007; 2012-13: 24.2402; 2013-14: 15.9632; 2014-15: 17.1151; 2015-16: 16.9084; 2016-17: 22.0046; 2017-18: 27.924
DVW | WS2015CAW | Enhancement expenditure by purpose ~ operating - Supply side enhancements to the supply/demand balance (dry year critical / peak conditions) - Total | £m | Price Review 2019 |  | 2017-18: 0; 2018-19: 0; 2019-20: 0; 2020-21: 0; 2021-22: 0; 2022-23: 0; 2023-24: 0; 2024-25: 0
DVW | WS2016CAW | Enhancement expenditure by purpose ~ operating - Supply side enhancements to the supply/demand balance (dry year annual average conditions) - Total | £m | Price Review 2019 |  | 2017-18: 0; 2018-19: 0; 2019-20: 0; 2020-21: 0; 2021-22: 0; 2022-23: 0; 2023-24: 0; 2024-25: 0
DVW | WS2017CAW | Enhancement expenditure by purpose ~ operating - Demand side enhancements to the supply/demand balance (dry year critical / peak conditions) - Total | £m | Price Review 2019 |  | 2017-18: 0; 2018-19: 0; 2019-20: 0; 2020-21: 0; 2021-22: 0; 2022-23: 0; 2023-24: 0; 2024-25: 0
DVW | WS2018CAW | Enhancement expenditure by purpose ~ operating - Demand side enhancements to the supply/demand balance (dry year annual average conditions) - Total | £m | Price Review 2019 |  | 2017-18: 0; 2018-19: 0; 2019-20: 0; 2020-21: 0; 2021-22: 0; 2022-23: 0; 2023-24: 0; 2024-25: 0
DVW | W3007SO | Total supply side enhancements to the supply demand balance (dry year critical / peak conditions) | Ml/d | Price Review 2019 |  | 2017-18: 0; 2018-19: 0; 2019-20: 0; 2020-21: 0; 2021-22: 0; 2022-23: 0; 2023-24: 0; 2024-25: 0
DVW | W3008SO | Total supply side enhancements to the supply demand balance (dry year annual average conditions) | Ml/d | Price Review 2019 |  | 2017-18: 0; 2018-19: 0; 2019-20: 0; 2020-21: 0; 2021-22: 0; 2022-23: 0; 2023-24: 0; 2024-25: 0
DVW | W3007DO | Total demand side enhancements to the supply demand balance (dry year critical / peak conditions) | Ml/d | Price Review 2019 |  | 2017-18: 0; 2018-19: 0; 2019-20: 0; 2020-21: 0; 2021-22: 0; 2022-23: 0; 2023-24: 0; 2024-25: 0
DVW | W3008DO | Total demand side enhancements to the supply demand balance (dry year annual average conditions) | Ml/d | Price Review 2019 |  | 2017-18: 0; 2018-19: 0; 2019-20: 0; 2020-21: 0; 2021-22: 0; 2022-23: 0; 2023-24: 0; 2024-25: 0
DVW | BN2345 | Water delivered: total leakage | Ml/d | Price Review 2019 |  | 2017-18: 10.96; 2018-19: 0; 2019-20: 0; 2020-21: 0; 2021-22: 0; 2022-23: 0; 2023-24: 0; 2024-25: 0
DVW | BN1100 | Total length of mains on 31 March of report year. | km | Price Review 2019 |  | 2017-18: 2015.1; 2018-19: 0; 2019-20: 0; 2020-21: 0; 2021-22: 0; 2022-23: 0; 2023-24: 0; 2024-25: 0
DVW | BN1001 | DG2 denominator: Total number of properties (domestic and non-domestic) connected for water supply at end of year. | 0 | Price Review 2019 |  | 2017-18: 127.93; 2018-19: 0; 2019-20: 0; 2020-21: 0; 2021-22: 0; 2022-23: 0; 2023-24: 0; 2024-25: 0
DVW | C_W3007_W3008CAC_PR19WR | Total CAC-WW_Supply and demand side enhancements: Total-WR | £m | Price Review 2019
DVW | C_W3007_W3008CAC_PR19WN | Total CAC-WW_Supply and demand side enhancements: Total-WN | £m | Price Review 2019
PRT | C_W3007SCAW_PR19CA001 | Total wholesale water - Supply side enhancements to the supply/demand balance (dry year critical / peak conditions) | £m | Price Review 2019 |  | 0 | 0 | 0 | 0 | 0 | 0 | 0 | 0 | 0 | 0 | 0 | 0 | 0 | 0
PRT | C_W3008SCAW_PR19CA001 | Total wholesale water - Supply side enhancements to the supply/demand balance (dry year annual average conditions) | £m | Price Review 2019 |  | 0 | 0 | 0 | 0 | 0 | 0 | 0 | 1.9049 | 2.0656 | 10.774 | 6.509 | 7.569 | 20.262 | 23.026
PRT | C_W3007DCAW_PR19CA001 | Total wholesale water - Demand side enhancements to the supply/demand balance (dry year critical / peak conditions) | £m | Price Review 2019 |  | 0 | 0 | 0 | 0 | 0 | 0 | 0 | 0 | 0 | 0 | 0 | 0 | 0 | 0
PRT | C_W3008DCAW_PR19CA001 | Total wholesale water - Demand side enhancements to the supply/demand balance (dry year annual average conditions) | £m | Price Review 2019 |  | 0 | 0 | 0 | 0 | 0 | 0 | 0 | 0 | 0 | 1.16 | 0.387 | 0 | 0 | 0
PRT | C_W3026TECAW_PR19CA001 | Total wholesale water - Total expenditure | £m | Price Review 2019 |  | 28.1062 | 32.8684 | 27.5265 | 27.2787 | 28.6556 | 32.4848 | 27.996 | 36.0049 | 35.8795 | 45.14 | 38.365 | 39.048 | 51.654 | 53.923
PRT | WS2015CAW | Enhancement expenditure by purpose ~ operating - Supply side enhancements to the supply/demand balance (dry year critical / peak conditions) - Total | £m | Price Review 2019 |  | 2017-18: 0; 2018-19: 0; 2019-20: 0; 2020-21: 0; 2021-22: 0; 2022-23: 0; 2023-24: 0; 2024-25: 0
PRT | WS2016CAW | Enhancement expenditure by purpose ~ operating - Supply side enhancements to the supply/demand balance (dry year annual average conditions) - Total | £m | Price Review 2019 |  | 2017-18: 0; 2018-19: 0; 2019-20: 0; 2020-21: 0; 2021-22: 0; 2022-23: 0; 2023-24: 0; 2024-25: 0
PRT | WS2017CAW | Enhancement expenditure by purpose ~ operating - Demand side enhancements to the supply/demand balance (dry year critical / peak conditions) - Total | £m | Price Review 2019 |  | 2017-18: 0; 2018-19: 0; 2019-20: 0; 2020-21: 0; 2021-22: 0; 2022-23: 0; 2023-24: 0; 2024-25: 0
PRT | WS2018CAW | Enhancement expenditure by purpose ~ operating - Demand side enhancements to the supply/demand balance (dry year annual average conditions) - Total | £m | Price Review 2019 |  | 2017-18: 0; 2018-19: 0; 2019-20: 0; 2020-21: 0; 2021-22: 0; 2022-23: 0; 2023-24: 0; 2024-25: 0
PRT | W3007SO | Total supply side enhancements to the supply demand balance (dry year critical / peak conditions) | Ml/d | Price Review 2019 |  | 2017-18: 0; 2018-19: 0; 2019-20: 0; 2020-21: 11.8; 2021-22: 0; 2022-23: 15; 2023-24: 0; 2024-25: 0
PRT | W3008SO | Total supply side enhancements to the supply demand balance (dry year annual average conditions) | Ml/d | Price Review 2019 |  | 2017-18: 0; 2018-19: 0; 2019-20: 0; 2020-21: 7.8; 2021-22: 0; 2022-23: 12.5; 2023-24: 0; 2024-25: 0
PRT | W3007DO | Total demand side enhancements to the supply demand balance (dry year critical / peak conditions) | Ml/d | Price Review 2019 |  | 2017-18: 0; 2018-19: 0; 2019-20: 0; 2020-21: 0; 2021-22: 0; 2022-23: 0; 2023-24: 0; 2024-25: 0
PRT | W3008DO | Total demand side enhancements to the supply demand balance (dry year annual average conditions) | Ml/d | Price Review 2019 |  | 2017-18: 0; 2018-19: 0; 2019-20: 0; 2020-21: 0; 2021-22: 0; 2022-23: 0; 2023-24: 0; 2024-25: 0
PRT | BN2345 | Water delivered: total leakage | Ml/d | Price Review 2019 |  | 2017-18: 37; 2018-19: 34.95; 2019-20: 34.87; 2020-21: 33.77; 2021-22: 32.69; 2022-23: 31.64; 2023-24: 30.6; 2024-25: 29.57
PRT | BN1100 | Total length of mains on 31 March of report year. | km | Price Review 2019 |  | 2017-18: 3337; 2018-19: 3347; 2019-20: 3357; 2020-21: 3369; 2021-22: 3380; 2022-23: 3392; 2023-24: 3404; 2024-25: 3416
PRT | BN1001 | DG2 denominator: Total number of properties (domestic and non-domestic) connected for water supply at end of year. | 0 | Price Review 2019 |  | 2017-18: 319.806; 2018-19: 322.371; 2019-20: 324.871; 2020-21: 326.787; 2021-22: 328.671; 2022-23: 330.568; 2023-24: 332.502; 2024-25: 334.5
PRT | C_W3007_W3008CAC_PR19WR | Total CAC-WW_Supply and demand side enhancements: Total-WR | £m | Price Review 2019 |  | 2020-25: 0
PRT | C_W3007_W3008CAC_PR19WN | Total CAC-WW_Supply and demand side enhancements: Total-WN | £m | Price Review 2019 |  | 2020-25: 0
SEW | C_W3007SCAW_PR19CA001 | Total wholesale water - Supply side enhancements to the supply/demand balance (dry year critical / peak conditions) | £m | Price Review 2019 |  | 0.92936 | 2.6825 | 0.80012 | 2.0964 | 1.1018 | 2.3945 | 4.608 | 11.1404 | 7.0114 | 2.6298 | 5.4322 | 5.3286 | 0.65087 | 0.80673
SEW | C_W3008SCAW_PR19CA001 | Total wholesale water - Supply side enhancements to the supply/demand balance (dry year annual average conditions) | £m | Price Review 2019 |  | 0.92936 | 0 | 0.80012 | 2.0964 | 1.1018 | 1.4615 | 1.732 | 3.303 | 0.63534 | 2.7479 | 5.8005 | 5.6891 | 0.9995 | 1.2672
SEW | C_W3007DCAW_PR19CA001 | Total wholesale water - Demand side enhancements to the supply/demand balance (dry year critical / peak conditions) | £m | Price Review 2019 |  | 7.8946 | 14.7137 | 5.845 | 5.174 | 10.396 | 4.7048 | 5.414 | 2.8906 | 3.3853 | 3.5533 | 11.4217 | 12.7163 | 6.6268 | 7.9093
SEW | C_W3008DCAW_PR19CA001 | Total wholesale water - Demand side enhancements to the supply/demand balance (dry year annual average conditions) | £m | Price Review 2019 |  | 7.8946 | 0 | 5.845 | 5.174 | 10.396 | 3.934 | 5.593 | 2.8906 | 3.3853 | 3.5533 | 11.4217 | 12.7163 | 6.6268 | 7.9093
SEW | C_W3026TECAW_PR19CA001 | Total wholesale water - Total expenditure | £m | Price Review 2019 |  | 158.0452 | 166.4331 | 171.0139 | 167.4904 | 161.5074 | 162.5752 | 171.97 | 180.8624 | 169.0072 | 172.073 | 199.614 | 208.204 | 186.195 | 194.588
SEW | WS2015CAW | Enhancement expenditure by purpose ~ operating - Supply side enhancements to the supply/demand balance (dry year critical / peak conditions) - Total | £m | Price Review 2019 |  | 2017-18: 0; 2018-19: 0; 2019-20: 0; 2020-21: 0; 2021-22: 0; 2022-23: 0; 2023-24: 0.086986; 2024-25: 0.086007
SEW | WS2016CAW | Enhancement expenditure by purpose ~ operating - Supply side enhancements to the supply/demand balance (dry year annual average conditions) - Total | £m | Price Review 2019 |  | 2017-18: 0; 2018-19: 0; 2019-20: 0; 2020-21: 0; 2021-22: 0; 2022-23: 0; 2023-24: 0.090536; 2024-25: 0.089518
SEW | WS2017CAW | Enhancement expenditure by purpose ~ operating - Demand side enhancements to the supply/demand balance (dry year critical / peak conditions) - Total | £m | Price Review 2019 |  | 2017-18: 0; 2018-19: 0; 2019-20: 0; 2020-21: 0.9803; 2021-22: 1.1258; 2022-23: 1.6105; 2023-24: 2.2244; 2024-25: 3.0891
SEW | WS2018CAW | Enhancement expenditure by purpose ~ operating - Demand side enhancements to the supply/demand balance (dry year annual average conditions) - Total | £m | Price Review 2019 |  | 2017-18: 0; 2018-19: 0; 2019-20: 0; 2020-21: 0.9803; 2021-22: 1.1258; 2022-23: 1.6105; 2023-24: 2.2244; 2024-25: 3.0891
SEW | W3007SO | Total supply side enhancements to the supply demand balance (dry year critical / peak conditions) | Ml/d | Price Review 2019 |  | 2017-18: 0; 2018-19: 4; 2019-20: 29; 2020-21: 0; 2021-22: 0; 2022-23: 0; 2023-24: 18.18; 2024-25: 0
SEW | W3008SO | Total supply side enhancements to the supply demand balance (dry year annual average conditions) | Ml/d | Price Review 2019 |  | 2017-18: 0; 2018-19: 0; 2019-20: 0; 2020-21: 0; 2021-22: 0; 2022-23: 0; 2023-24: 0; 2024-25: 17.35
SEW | W3007DO | Total demand side enhancements to the supply demand balance (dry year critical / peak conditions) | Ml/d | Price Review 2019 |  | 2017-18: 0.47; 2018-19: 0; 2019-20: 0; 2020-21: 2.74; 2021-22: 3.51; 2022-23: 6.55; 2023-24: 6.95; 2024-25: 6.86
SEW | W3008DO | Total demand side enhancements to the supply demand balance (dry year annual average conditions) | Ml/d | Price Review 2019 |  | 2017-18: 0.44; 2018-19: 0; 2019-20: 0; 2020-21: 2.74; 2021-22: 3.51; 2022-23: 6.55; 2023-24: 6.95; 2024-25: 6.86
SEW | BN2345 | Water delivered: total leakage | Ml/d | Price Review 2019 |  | 2017-18: 87.6922; 2018-19: 87.6922; 2019-20: 87.6922; 2020-21: 87.6922; 2021-22: 86.9517; 2022-23: 83.2012; 2023-24: 79.0822; 2024-25: 75.0759
SEW | BN1100 | Total length of mains on 31 March of report year. | km | Price Review 2019 |  | 2017-18: 14620.74; 2018-19: 14732.0506; 2019-20: 14841.3905; 2020-21: 14941.8966; 2021-22: 15032.1834; 2022-23: 15128.0998; 2023-24: 15216.2157; 2024-25: 15382.7869
SEW | BN1001 | DG2 denominator: Total number of properties (domestic and non-domestic) connected for water supply at end of year. | 0 | Price Review 2019 |  | 2017-18: 1013.178; 2018-19: 1017.4511; 2019-20: 1027.2225; 2020-21: 1037.2731; 2021-22: 1047.4745; 2022-23: 1057.8288; 2023-24: 1068.3384; 2024-25: 1079.0054
SEW | C_W3007_W3008CAC_PR19WR | Total CAC-WW_Supply and demand side enhancements: Total-WR | £m | Price Review 2019 |  | 2020-25: 0
SEW | C_W3007_W3008CAC_PR19WN | Total CAC-WW_Supply and demand side enhancements: Total-WN | £m | Price Review 2019 |  | 2020-25: 0
SSC | C_W3007SCAW_PR19CA001 | Total wholesale water - Supply side enhancements to the supply/demand balance (dry year critical / peak conditions) | £m | Price Review 2019 |  | 0.0012352 | 0.00094978 | 0 | 0 | 0 | 0 | 0 | 0 | 0 | 0 | 0 | 0 | 0 | 0
SSC | C_W3008SCAW_PR19CA001 | Total wholesale water - Supply side enhancements to the supply/demand balance (dry year annual average conditions) | £m | Price Review 2019 |  | 0.45602 | 0.62418 | 0.29095 | 0.57969 | 0.4832 | 0.50395 | 0 | 0 | 0.02411 | 0 | 0.82635 | 1.1021 | 0.99223 | 0
SSC | C_W3007DCAW_PR19CA001 | Total wholesale water - Demand side enhancements to the supply/demand balance (dry year critical / peak conditions) | £m | Price Review 2019 |  | 0 | 0 | 0 | 0 | 0 | 0 | 0.008964 | 0 | 0 | 0 | 0 | 0 | 0 | 0
SSC | C_W3008DCAW_PR19CA001 | Total wholesale water - Demand side enhancements to the supply/demand balance (dry year annual average conditions) | £m | Price Review 2019 |  | 0.078821 | 0.07326 | 0.081194 | 0.05061 | 0.084438 | 0.084006 | 0.065045 | 0.11027 | 0.11718 | 1.9621 | 1.9621 | 1.9621 | 1.9621 | 1.9621
SSC | C_W3026TECAW_PR19CA001 | Total wholesale water - Total expenditure | £m | Price Review 2019 |  | 79.0064 | 86.0693 | 80.0066 | 80.0541 | 83.4035 | 87.873 | 95.2708 | 91.7522 | 91.6349 | 113.2581 | 115.4825 | 116.3865 | 93.9133 | 96.8046
SSC | WS2015CAW | Enhancement expenditure by purpose ~ operating - Supply side enhancements to the supply/demand balance (dry year critical / peak conditions) - Total | £m | Price Review 2019 |  | 2017-18: 0; 2018-19: 0; 2019-20: 0; 2020-21: 0; 2021-22: 0; 2022-23: 0; 2023-24: 0; 2024-25: 0
SSC | WS2016CAW | Enhancement expenditure by purpose ~ operating - Supply side enhancements to the supply/demand balance (dry year annual average conditions) - Total | £m | Price Review 2019 |  | 2017-18: 0; 2018-19: 0; 2019-20: 0; 2020-21: 0; 2021-22: 0; 2022-23: 0; 2023-24: 0; 2024-25: 0
SSC | WS2017CAW | Enhancement expenditure by purpose ~ operating - Demand side enhancements to the supply/demand balance (dry year critical / peak conditions) - Total | £m | Price Review 2019 |  | 2017-18: 0; 2018-19: 0; 2019-20: 0; 2020-21: 0; 2021-22: 0; 2022-23: 0; 2023-24: 0; 2024-25: 0
SSC | WS2018CAW | Enhancement expenditure by purpose ~ operating - Demand side enhancements to the supply/demand balance (dry year annual average conditions) - Total | £m | Price Review 2019 |  | 2017-18: 0; 2018-19: 0; 2019-20: 0; 2020-21: 0.71064; 2021-22: 0.68734; 2022-23: 0.67569; 2023-24: 0.67569; 2024-25: 0.65239
SSC | W3007SO | Total supply side enhancements to the supply demand balance (dry year critical / peak conditions) | Ml/d | Price Review 2019 |  | 2017-18: 0; 2018-19: 0; 2019-20: 0; 2020-21: 2.3; 2021-22: 2.3; 2022-23: 2.3; 2023-24: 6.22; 2024-25: 6.22
SSC | W3008SO | Total supply side enhancements to the supply demand balance (dry year annual average conditions) | Ml/d | Price Review 2019 |  | 2017-18: 0; 2018-19: 0; 2019-20: 0; 2020-21: 2.3; 2021-22: 2.3; 2022-23: 2.3; 2023-24: 6.22; 2024-25: 6.22
SSC | W3007DO | Total demand side enhancements to the supply demand balance (dry year critical / peak conditions) | Ml/d | Price Review 2019 |  | 2017-18: 0.17; 2018-19: 0.17; 2019-20: 0.17; 2020-21: 5.5918; 2021-22: 6.5421; 2022-23: 7.4912; 2023-24: 8.45; 2024-25: 9.4191
SSC | W3008DO | Total demand side enhancements to the supply demand balance (dry year annual average conditions) | Ml/d | Price Review 2019 |  | 2017-18: 0.17; 2018-19: 0.17; 2019-20: 0.17; 2020-21: 5.5918; 2021-22: 6.5421; 2022-23: 7.4912; 2023-24: 8.45; 2024-25: 9.4191
SSC | BN2345 | Water delivered: total leakage | Ml/d | Price Review 2019 |  | 2017-18: 86.8; 2018-19: 84; 2019-20: 84; 2020-21: 80.1; 2021-22: 76.2; 2022-23: 72.3; 2023-24: 68.4; 2024-25: 64.4
SSC | BN1100 | Total length of mains on 31 March of report year. | km | Price Review 2019 |  | 2017-18: 8490.91; 2018-19: 8570.81; 2019-20: 8651.91; 2020-21: 8731.07; 2021-22: 8805.88; 2022-23: 8878.17; 2023-24: 8948.23; 2024-25: 9016.2
SSC | BN1001 | DG2 denominator: Total number of properties (domestic and non-domestic) connected for water supply at end of year. | 0 | Price Review 2019 |  | 2017-18: 735.858; 2018-19: 744.8437; 2019-20: 753.9477; 2020-21: 762.8575; 2021-22: 771.2958; 2022-23: 779.3495; 2023-24: 787.1701; 2024-25: 794.7917
SSC | C_W3007_W3008CAC_PR19WR | Total CAC-WW_Supply and demand side enhancements: Total-WR | £m | Price Review 2019 |  | 2020-25: 0
SSC | C_W3007_W3008CAC_PR19WN | Total CAC-WW_Supply and demand side enhancements: Total-WN | £m | Price Review 2019 |  | 2020-25: 0
SES | C_W3007SCAW_PR19CA001 | Total wholesale water - Supply side enhancements to the supply/demand balance (dry year critical / peak conditions) | £m | Price Review 2019 |  | 3.2721 | 2.4278 | 0.22196 | 0.013586 | 0.087396 | 0 | 0 | 0 | 0 | 0 | 0 | 0 | 0 | 0
SES | C_W3008SCAW_PR19CA001 | Total wholesale water - Supply side enhancements to the supply/demand balance (dry year annual average conditions) | £m | Price Review 2019 |  | 0.27958 | 0.016186 | 0.0052848 | 0 | 0 | 0 | 0 | 0 | 0 | 0 | 0 | 0 | 0 | 0
SES | C_W3007DCAW_PR19CA001 | Total wholesale water - Demand side enhancements to the supply/demand balance (dry year critical / peak conditions) | £m | Price Review 2019 |  | 0 | 0 | 0 | 0 | 0 | 0 | 0 | 0 | 0 | 0 | 0 | 0 | 0 | 0
SES | C_W3008DCAW_PR19CA001 | Total wholesale water - Demand side enhancements to the supply/demand balance (dry year annual average conditions) | £m | Price Review 2019 |  | 0.63099 | 0.83949 | 0.66906 | 0.55805 | 0.76576 | 0.67123 | 1.174 | 0 | 0 | 0 | 0 | 0 | 0 | 0
SES | C_W3026TECAW_PR19CA001 | Total wholesale water - Total expenditure | £m | Price Review 2019 |  | 52.1689 | 46.4448 | 48.576 | 46.034 | 44.7511 | 49.3363 | 51.205 | 52.3625 | 53.7106 | 52.777 | 57.544 | 52.131 | 46.371 | 45.346
SES | WS2015CAW | Enhancement expenditure by purpose ~ operating - Supply side enhancements to the supply/demand balance (dry year critical / peak conditions) - Total | £m | Price Review 2019 |  | 2017-18: 0; 2018-19: 0; 2019-20: 0; 2020-21: 0; 2021-22: 0; 2022-23: 0; 2023-24: 0; 2024-25: 0
SES | WS2016CAW | Enhancement expenditure by purpose ~ operating - Supply side enhancements to the supply/demand balance (dry year annual average conditions) - Total | £m | Price Review 2019 |  | 2017-18: 0; 2018-19: 0; 2019-20: 0; 2020-21: 0; 2021-22: 0; 2022-23: 0; 2023-24: 0; 2024-25: 0
SES | WS2017CAW | Enhancement expenditure by purpose ~ operating - Demand side enhancements to the supply/demand balance (dry year critical / peak conditions) - Total | £m | Price Review 2019 |  | 2017-18: 0; 2018-19: 0; 2019-20: 0; 2020-21: 0; 2021-22: 0; 2022-23: 0; 2023-24: 0; 2024-25: 0
SES | WS2018CAW | Enhancement expenditure by purpose ~ operating - Demand side enhancements to the supply/demand balance (dry year annual average conditions) - Total | £m | Price Review 2019 |  | 2017-18: 0; 2018-19: 0; 2019-20: 0; 2020-21: 0.539; 2021-22: 0.529; 2022-23: 0.518; 2023-24: 0.507; 2024-25: 0.496
SES | W3007SO | Total supply side enhancements to the supply demand balance (dry year critical / peak conditions) | Ml/d | Price Review 2019 |  | 2017-18: 0; 2018-19: 0; 2019-20: 0; 2020-21: 0; 2021-22: 0; 2022-23: 0; 2023-24: 0; 2024-25: 0
SES | W3008SO | Total supply side enhancements to the supply demand balance (dry year annual average conditions) | Ml/d | Price Review 2019 |  | 2017-18: 0; 2018-19: 0; 2019-20: 0; 2020-21: 0; 2021-22: 0; 2022-23: 0; 2023-24: 0; 2024-25: 0
SES | W3007DO | Total demand side enhancements to the supply demand balance (dry year critical / peak conditions) | Ml/d | Price Review 2019 |  | 2017-18: 0; 2018-19: 0; 2019-20: 0; 2020-21: 1.72; 2021-22: 1.73; 2022-23: 1.73; 2023-24: 1.73; 2024-25: 1.73
SES | W3008DO | Total demand side enhancements to the supply demand balance (dry year annual average conditions) | Ml/d | Price Review 2019 |  | 2017-18: 0; 2018-19: 0; 2019-20: 0; 2020-21: 1.72; 2021-22: 1.73; 2022-23: 1.73; 2023-24: 1.73; 2024-25: 1.73
SES | BN2345 | Water delivered: total leakage | Ml/d | Price Review 2019 |  | 2017-18: 24.16; 2018-19: 24.1; 2019-20: 24; 2020-21: 23.3; 2021-22: 22.6; 2022-23: 21.8; 2023-24: 21.1; 2024-25: 20.4
SES | BN1100 | Total length of mains on 31 March of report year. | km | Price Review 2019 |  | 2017-18: 3481; 2018-19: 3497; 2019-20: 3504; 2020-21: 3511; 2021-22: 3518; 2022-23: 3528; 2023-24: 3536; 2024-25: 3544
SES | BN1001 | DG2 denominator: Total number of properties (domestic and non-domestic) connected for water supply at end of year. | 0 | Price Review 2019 |  | 2017-18: 291.352; 2018-19: 295.036; 2019-20: 297.0915; 2020-21: 299.074; 2021-22: 301.1505; 2022-23: 303.3375; 2023-24: 305.5835; 2024-25: 308.0445
SES | C_W3007_W3008CAC_PR19WR | Total CAC-WW_Supply and demand side enhancements: Total-WR | £m | Price Review 2019 |  | 2020-25: 0
SES | C_W3007_W3008CAC_PR19WN | Total CAC-WW_Supply and demand side enhancements: Total-WN | £m | Price Review 2019 |  | 2020-25: 0

## Data
|  |  | CAPEX |  |  |  | OPEX
|  |  | Expenditure line 1 | Expenditure line 2 | Expenditure line 3 | Expenditure line 4 | Expenditure line 1 | Expenditure line 2 | Expenditure line 3 | Expenditure line 4 | Water totex | Cost driver 1 | Cost driver 2 | Cost driver 3 | Cost driver 4 | Additional driver 1 | Additional driver 2 | Additional driver 3
|  | Included in Sum var1? | Y | Y | Y | Y | Y | Y | Y | Y |  | Y | Y | Y | Y
|  | Included in Sum var2? | N | N | N | N | N | N | N | N |  | N | N | N | N
codecombine | companycode | financialyear | C_W3007SCAW_PR19CA001 | C_W3008SCAW_PR19CA001 | C_W3007DCAW_PR19CA001 | C_W3008DCAW_PR19CA001 | WS2015CAW | WS2016CAW | WS2017CAW | WS2018CAW | C_W3026TECAW_PR19CA001 | W3007SO | W3008SO | W3007DO | W3008DO | BN2345 | BN1100 | BN1001
Combination of company and year | Company unique code | Financial year | £m 2017-18 prices, Capex Supply side enhancements to the supply/demand balance (dry year critical / peak conditions) | £m 2017-18 prices, Capex Supply side enhancements to the supply/demand balance (dry year annual average conditions) | £m 2017-18 prices, Capex Demand side enhancements to the supply/demand balance (dry year critical / peak conditions) | £m 2017-18 prices, Capex Demand side enhancements to the supply/demand balance (dry year annual average conditions) | Enhancement expenditure by purpose ~ operating - Supply side enhancements to the supply/demand balance (dry year critical / peak conditions) - Total | Enhancement expenditure by purpose ~ operating - Supply side enhancements to the supply/demand balance (dry year annual average conditions) - Total | Enhancement expenditure by purpose ~ operating - Demand side enhancements to the supply/demand balance (dry year critical / peak conditions) - Total | Enhancement expenditure by purpose ~ operating - Demand side enhancements to the supply/demand balance (dry year annual average conditions) - Total | #REF! | Ml/d, Total supply side enhancements to the supply demand balance (dry year critical / peak conditions) | Ml/d, Total supply side enhancements to the supply demand balance (dry year annual average conditions) | Ml/d, Total demand side enhancements to the supply demand balance (dry year critical / peak conditions) | Ml/d, Total demand side enhancements to the supply demand balance (dry year annual average conditions) | Water delivered: total leakage | Total length of mains on 31 March of report year. | DG2 denominator: Total number of properties (domestic and non-domestic) connected for water supply at end of year.
ANH12 | ANH | 2011-12 | 0 | 11.1083 | 0 | 10.9251 | 0 | 0 | 0 | 0 | 369.5998 | 0 | 0 | 0 | 0 | 0 | 0 | 0
ANH13 | ANH | 2012-13 | 0 | 27.86 | 0 | 21.7798 | 0 | 0 | 0 | 0 | 393.9067 | 0 | 0 | 0 | 0 | 0 | 0 | 0
ANH14 | ANH | 2013-14 | 0 | 22.0571 | 0 | 24.89 | 0 | 0 | 0 | 0 | 354.537 | 0 | 0 | 0 | 0 | 0 | 0 | 0
ANH15 | ANH | 2014-15 | 0 | 29.414 | 0 | 31.7638 | 0 | 0 | 0 | 0 | 370.2469 | 0 | 0 | 0 | 0 | 0 | 0 | 0
ANH16 | ANH | 2015-16 | 0 | 4.7143 | 0 | 6.5696 | 0 | 0 | 0 | 0 | 327.6219 | 0 | 0 | 0 | 0 | 0 | 0 | 0
ANH17 | ANH | 2016-17 | 0 | 7.6791 | 0 | 8.4963 | 0 | 0 | 0 | 0 | 375.7071 | 0 | 0 | 0 | 0 | 0 | 0 | 0
ANH18 | ANH | 2017-18 | 0 | 13.368 | 0 | 6.609 | 0 | 0 | 0 | 0.101 | 399.9078 | 0 | 0 | 6.25 | 5.85 | 182.66 | 38420 | 2195.719
ANH19 | ANH | 2018-19 | 0 | 18.0082 | 0 | 10.1674 | 0 | 0.197 | 0 | -0.002 | 442.6981 | 0 | 0 | 8.27 | 8.01 | 177 | 38631 | 2215.017
ANH20 | ANH | 2019-20 | 0 | 3.6456 | 0 | 5.2976 | 0 | 0.297 | 0 | 0.178 | 397.8529 | 0 | 0 | 7.48 | 7.22 | 172 | 38853 | 2238.029
ANH21 | ANH | 2020-21 | 0 | 14.1785 | 0 | 34.6866 | 0 | 0.019723 | 0 | 21.127 | 494.8537 | 0 | 0 | 11.62 | 11.55 | 170.11 | 39072 | 2270.271
ANH22 | ANH | 2021-22 | 0 | 19.1737 | 0 | 33.8925 | 0 | 0.15332 | 0 | 9.1697 | 569.1626 | 0 | 0 | 10.95 | 10.88 | 163.44 | 39272 | 2306.347
ANH23 | ANH | 2022-23 | 0 | 15.326 | 0 | 34.9091 | 0 | 0.26483 | 0 | 11.3713 | 614.4832 | 0 | 0 | 11.64 | 11.56 | 156.29 | 39449 | 2344.165
ANH24 | ANH | 2023-24 | 0 | 13.7261 | 0 | 34.0117 | 0 | 0.30753 | 0 | 13.6194 | 601.174 | 0 | 0 | 11.67 | 11.46 | 149.15 | 39619 | 2381.817
ANH25 | ANH | 2024-25 | 0 | 12.2114 | 0 | 31.4944 | 0 | 0.34781 | 0 | 14.3255 | 466.5721 | 6 | 6 | 10.37 | 10.3 | 142.24 | 40161 | 2416.46
NES12 | NES | 2011-12 | 0 | 54.6465 | 0 | 0.66746 | 0 | 0 | 0 | 0 | 334.7369 | 0 | 0 | 0 | 0 | 0 | 0 | 0
NES13 | NES | 2012-13 | 0 | 18.4288 | 0 | 1.0164 | 0 | 0 | 0 | 0 | 301.2122 | 0 | 0 | 0 | 0 | 0 | 0 | 0
NES14 | NES | 2013-14 | 0 | 5.9169 | 0 | 0.012684 | 0 | 0 | 0 | 0 | 287.3082 | 0 | 0 | 0 | 0 | 0 | 0 | 0
NES15 | NES | 2014-15 | 0 | 7.2996 | 0 | 0 | 0 | 0 | 0 | 0 | 277.2513 | 0 | 0 | 0 | 0 | 0 | 0 | 0
NES16 | NES | 2015-16 | 0 | 1.1694 | 0 | 0 | 0 | 0 | 0 | 0 | 291.5084 | 0 | 0 | 0 | 0 | 0 | 0 | 0
NES17 | NES | 2016-17 | 0 | 0.32843 | 0 | 0 | 0 | 0 | 0 | 0 | 284.6257 | 0 | 0 | 0 | 0 | 0 | 0 | 0
NES18 | NES | 2017-18 | 0 | 0.289 | 0 | 0 | 0 | 0 | 0 | 0 | 344.341 | 0 | 0 | 7.77 | 7.77 | 203.21 | 25912 | 2018.673
NES19 | NES | 2018-19 | 0 | 0.15282 | 0 | 0 | 0 | 0 | 0 | 0 | 367.7514 | 0 | 0 | 7.44 | 7.44 | 201.11 | 26018 | 2044.036
NES20 | NES | 2019-20 | 0 | 0.088382 | 0 | 0 | 0 | 0 | 0 | 0 | 334.5254 | 0 | 0 | 7.92 | 7.92 | 201.11 | 26132 | 2061.067
NES21 | NES | 2020-21 | 0 | 0 | 0 | 0 | 0 | 0 | 0 | 0 | 348.078 | 0 | 0 | 16.25 | 16.25 | 194.76 | 26217 | 2078.647
NES22 | NES | 2021-22 | 0 | 0 | 0 | 0 | 0 | 0 | 0 | 0 | 368.717 | 0 | 0 | 30.9 | 30.9 | 188.42 | 26367 | 2096.015
NES23 | NES | 2022-23 | 0 | 0 | 0 | 0 | 0 | 0 | 0 | 0 | 360.499 | 0 | 0 | 31.3 | 31.3 | 182.07 | 26509 | 2112.839
NES24 | NES | 2023-24 | 0 | 0 | 0 | 0 | 0 | 0 | 0 | 0 | 337.229 | 0 | 0 | 30.78 | 30.78 | 175.72 | 26662 | 2129.025
NES25 | NES | 2024-25 | 0 | 0 | 0 | 0 | 0 | 0 | 0 | 0 | 311.733 | 0 | 0 | 30.47 | 30.47 | 169.38 | 26821 | 2145.379
NWT12 | NWT | 2011-12 | 3.9837 | 0 | 6.6309 | 0 | 0 | 0 | 0 | 0 | 531.2972 | 0 | 0 | 0 | 0 | 0 | 0 | 0
NWT13 | NWT | 2012-13 | 0.40805 | 0 | 12.7683 | 0 | 0 | 0 | 0 | 0 | 554.3658 | 0 | 0 | 0 | 0 | 0 | 0 | 0
NWT14 | NWT | 2013-14 | 1.3872 | 0 | 4.8186 | 0 | 0 | 0 | 0 | 0 | 550.9866 | 0 | 0 | 0 | 0 | 0 | 0 | 0
NWT15 | NWT | 2014-15 | 5.6391 | 0 | 3.385 | 0 | 0 | 0 | 0 | 0 | 545.1088 | 0 | 0 | 0 | 0 | 0 | 0 | 0
NWT16 | NWT | 2015-16 | 22.4041 | 0 | 13.1282 | 0 | 0 | 0 | 0 | 0 | 549.5249 | 0 | 0 | 0 | 0 | 0 | 0 | 0
NWT17 | NWT | 2016-17 | 1.921 | 0 | 47.9967 | 0 | 0 | 0 | 0 | 0 | 612.8371 | 0 | 0 | 0 | 0 | 0 | 0 | 0
NWT18 | NWT | 2017-18 | 0.80758 | 0 | 80.2621 | 0 | 0.87566 | 0 | 0 | 0 | 601.4976 | 3 | 3 | 0 | 0 | 453.52 | 42102.8779 | 3313.187
NWT19 | NWT | 2018-19 | 0.35548 | 0 | 94.3673 | 0 | 0.90742 | 0 | 0 | 0 | 621.8529 | 0 | 0 | 0 | 0 | 448.23 | 42261.9571 | 3333.583
NWT20 | NWT | 2019-20 | 0 | 0 | 47.5335 | 0 | 0.94893 | 0 | 0 | 0 | 528.1722 | 0 | 0 | 0 | 0 | 448.23 | 42376.0196 | 3353.7589
NWT21 | NWT | 2020-21 | 0 | 0 | 27.2402 | 0 | 0.93466 | 0 | 0 | 0.2058 | 546.9142 | 0 | 0 | 0 | 0 | 448.23 | 42481.1439 | 3375.8827
NWT22 | NWT | 2021-22 | 0 | 0 | 22.2804 | 0 | 0.93596 | 0 | 0 | 0.20681 | 511.026 | 0 | 0 | 8.9345 | 8.9345 | 439.27 | 42549.2921 | 3399.5661
NWT23 | NWT | 2022-23 | 0 | 0 | 0.48 | 0 | 0.94189 | 0 | 0 | 0.20732 | 491.8832 | 0 | 0 | 8.97 | 8.97 | 430.3 | 42646.8921 | 3423.795
NWT24 | NWT | 2023-24 | 0 | 0 | 0 | 0 | 0.94815 | 0 | 0 | 0.20732 | 466.2618 | 0 | 0 | 13.45 | 13.45 | 416.85 | 42744.5921 | 3449.1104
NWT25 | NWT | 2024-25 | 0 | 0 | 0 | 0 | 0.95431 | 0 | 0 | 0.20732 | 461.4183 | 0 | 0 | 35.85 | 35.85 | 381 | 42842.2921 | 3475.5024
SRN12 | SRN | 2011-12 | 0 | 0.50722 | 0 | 32.6281 | 0 | 0 | 0 | 0 | 208.0852 | 0 | 0 | 0 | 0 | 0 | 0 | 0
SRN13 | SRN | 2012-13 | 0 | 1.488 | 0 | 33.9647 | 0 | 0 | 0 | 0 | 162.4407 | 0 | 0 | 0 | 0 | 0 | 0 | 0
SRN14 | SRN | 2013-14 | 0 | 0.80646 | 0 | 30.0854 | 0 | 0 | 0 | 0 | 158.0999 | 0 | 0 | 0 | 0 | 0 | 0 | 0
SRN15 | SRN | 2014-15 | 0 | 0.2853 | 0 | 25.7749 | 0 | 0 | 0 | 0 | 150.6366 | 0 | 0 | 0 | 0 | 0 | 0 | 0
SRN16 | SRN | 2015-16 | 0.75639 | 0.1904 | 0 | 16.8019 | 0 | 0 | 0 | 0 | 132.0083 | 0 | 0 | 0 | 0 | 0 | 0 | 0
SRN17 | SRN | 2016-17 | 4.3815 | 0.99761 | 0 | 3.2946 | 0 | 0 | 0 | 0 | 165.5298 | 0 | 0 | 0 | 0 | 0 | 0 | 0
SRN18 | SRN | 2017-18 | 2.128 | 1.764 | 0 | 0 | 0.006 | 0 | 0 | 0 | 227.072 | 4.7 | 4.7 | 0.24 | 0.24 | 102.64 | 13905 | 1114.16
SRN19 | SRN | 2018-19 | -0.0087974 | 0.73409 | 0 | 2.7164 | 0.18 | 0 | 0 | 0 | 212.6489 | 31 | 22 | 0.24 | 0.24 | 107.2 | 13940 | 1121.889
SRN20 | SRN | 2019-20 | 0 | 2.173 | 0 | 3.4568 | 0.279 | 0 | 0 | 0 | 211.2972 | 7 | 8 | 1.97 | 1.97 | 105.4 | 13975 | 1129.319
SRN21 | SRN | 2020-21 | 4.099 | 13.492 | 0 | 5.084 | 0.2 | 0 | 0 | 7.282 | 238.969 | 0 | 0 | 15.28 | 10.15 | 102.3 | 14017 | 1143.215
SRN22 | SRN | 2021-22 | 3.799 | 12.164 | 0 | 5.469 | 0.2 | 0 | 0 | 7.282 | 240.008 | 23 | 20.1 | 5.68 | 5.29 | 99.1 | 14059 | 1156.473
SRN23 | SRN | 2022-23 | 4.721 | 16.593 | 0 | 6.238 | 0.2 | 0 | 0 | 7.282 | 219.66 | 33.68 | 31.62 | 4.51 | 4.13 | 95.9 | 14101 | 1169.369
SRN24 | SRN | 2023-24 | 7.852 | 32.426 | 0 | 7.971 | 0.2 | 0 | 0 | 7.282 | 201.802 | 15 | 8.7 | 6.67 | 6.19 | 92.7 | 14143 | 1182.151
SRN25 | SRN | 2024-25 | 11.367 | 50.09 | 0 | 8.356 | 0.2 | 0 | 0 | 7.282 | 217.626 | 12.12 | 12.12 | 5.54 | 5.14 | 89.6 | 14185 | 1194.283
SVT12 | SVT | 2011-12 | 0 | 4.2489 | 0 | 0 | 0 | 0 | 0 | 0 | 518.0027 | 0 | 0 | 0 | 0 | 0 | 0 | 0
SVT13 | SVT | 2012-13 | 0 | 2.2453 | 0 | 0 | 0 | 0 | 0 | 0 | 557.0869 | 0 | 0 | 0 | 0 | 0 | 0 | 0
SVT14 | SVT | 2013-14 | 0 | 3.2748 | 0 | 0 | 0 | 0 | 0 | 0 | 583.1486 | 0 | 0 | 0 | 0 | 0 | 0 | 0
SVT15 | SVT | 2014-15 | 0 | 11.3391 | 0 | 0 | 0 | 0 | 0 | 0 | 611.9245 | 0 | 0 | 0 | 0 | 0 | 0 | 0
SVT16 | SVT | 2015-16 | 0 | 5.0366 | 0 | 0 | 0 | 0 | 0 | 0 | 587.1872 | 0 | 0 | 0 | 0 | 0 | 0 | 0
SVT17 | SVT | 2016-17 | 0 | 5.2626 | 0 | 0 | 0 | 0 | 0 | 0 | 609.9451 | 0 | 0 | 0 | 0 | 0 | 0 | 0
SVT18 | SVT | 2017-18 | 0 | 1.13 | 0 | 0 | 0 | 0 | 0 | 0 | 683.786 | 5.21 | 5.21 | 1.65 | 1.65 | 442.52 | 47151.4 | 3588.716
SVT19 | SVT | 2018-19 | 0 | 0 | 0 | 0 | 0 | 0 | 0 | 0 | 0 | 0 | 0 | 0 | 0 | 0 | 0 | 0
SVT20 | SVT | 2019-20 | 0 | 0 | 0 | 0 | 0 | 0 | 0 | 0 | 0 | 0 | 0 | 0 | 0 | 0 | 0 | 0
SVT21 | SVT | 2020-21 | 0 | 0 | 0 | 0 | 0 | 0 | 0 | 0 | 0 | 0 | 0 | 0 | 0 | 0 | 0 | 0
SVT22 | SVT | 2021-22 | 0 | 0 | 0 | 0 | 0 | 0 | 0 | 0 | 0 | 0 | 0 | 0 | 0 | 0 | 0 | 0
SVT23 | SVT | 2022-23 | 0 | 0 | 0 | 0 | 0 | 0 | 0 | 0 | 0 | 0 | 0 | 0 | 0 | 0 | 0 | 0
SVT24 | SVT | 2023-24 | 0 | 0 | 0 | 0 | 0 | 0 | 0 | 0 | 0 | 0 | 0 | 0 | 0 | 0 | 0 | 0
SVT25 | SVT | 2024-25 | 0 | 0 | 0 | 0 | 0 | 0 | 0 | 0 | 0 | 0 | 0 | 0 | 0 | 0 | 0 | 0
SWT12 | SWT | 2011-12 | 0 | 0.053043 | 0 | 0 | 0 | 0 | 0 | 0 | 140.7011 | 0 | 0 | 0 | 0 | 0 | 0 | 0
SWT13 | SWT | 2012-13 | 0 | 0.031292 | 0 | 0 | 0 | 0 | 0 | 0 | 113.3753 | 0 | 0 | 0 | 0 | 0 | 0 | 0
SWT14 | SWT | 2013-14 | 0 | 0.0021139 | 0 | 0 | 0 | 0 | 0 | 0 | 129.4919 | 0 | 0 | 0 | 0 | 0 | 0 | 0
SWT15 | SWT | 2014-15 | 0 | 0 | 0 | 0 | 0 | 0 | 0 | 0 | 130.1755 | 0 | 0 | 0 | 0 | 0 | 0 | 0
SWT16 | SWT | 2015-16 | 0 | 0 | 0 | 0 | 0 | 0 | 0 | 0 | 128.9304 | 0 | 0 | 0 | 0 | 0 | 0 | 0
SWT17 | SWT | 2016-17 | 0 | 0 | 0 | 0 | 0 | 0 | 0 | 0 | 0 | 0 | 0 | 0 | 0 | 0 | 0 | 0
SWT18 | SWT | 2017-18 | 0 | 0 | 0 | 0 | 0 | 0 | 0 | 0 | 0 | 0 | 0 | 0 | 0 | 0 | 0 | 0
SWT19 | SWT | 2018-19 | 0 | 0 | 0 | 0 | 0 | 0 | 0 | 0 | 0 | 0 | 0 | 0 | 0 | 0 | 0 | 0
SWT20 | SWT | 2019-20 | 0 | 0 | 0 | 0 | 0 | 0 | 0 | 0 | 0 | 0 | 0 | 0 | 0 | 0 | 0 | 0
SWT21 | SWT | 2020-21 | 0 | 0 | 0 | 0 | 0 | 0 | 0 | 0 | 0 | 0 | 0 | 0 | 0 | 0 | 0 | 0
SWT22 | SWT | 2021-22 | 0 | 0 | 0 | 0 | 0 | 0 | 0 | 0 | 0 | 0 | 0 | 0 | 0 | 0 | 0 | 0
SWT23 | SWT | 2022-23 | 0 | 0 | 0 | 0 | 0 | 0 | 0 | 0 | 0 | 0 | 0 | 0 | 0 | 0 | 0 | 0
SWT24 | SWT | 2023-24 | 0 | 0 | 0 | 0 | 0 | 0 | 0 | 0 | 0 | 0 | 0 | 0 | 0 | 0 | 0 | 0
SWT25 | SWT | 2024-25 | 0 | 0 | 0 | 0 | 0 | 0 | 0 | 0 | 0 | 0 | 0 | 0 | 0 | 0 | 0 | 0
SWB17 | SWB | 2016-17 | 0 | 0 | 0 | 0 | 0 | 0 | 0 | 0 | 171.9259 | 0 | 0 | 0 | 0 | 0 | 0 | 0
SWB18 | SWB | 2017-18 | 0 | 0.059 | 0 | 0 | 0 | 0 | 0 | 0 | 175.102 | 0 | 0 | 0 | 0 | 102.46 | 18233 | 1044.365
SWB19 | SWB | 2018-19 | 0 | 0 | 0 | 0 | 0 | 0 | 0 | 0 | 146.7962 | 0 | 0 | 7.06 | 7.06 | 117.53 | 18288 | 1054.403
SWB20 | SWB | 2019-20 | 0 | 0 | 0 | 0 | 0 | 0 | 0 | 0 | 138.7275 | 0 | 0 | 1.33 | 1.33 | 116.2 | 18337 | 1063.811
SWB21 | SWB | 2020-21 | 0 | 0 | 0 | 0.9 | 0 | 0 | 0 | 0.04 | 164.926 | 0 | 0 | 7.6 | 7.6 | 114.3 | 18386 | 1073.17
SWB22 | SWB | 2021-22 | 0 | 0 | 0 | 0.9 | 0 | 0 | 0 | 0.04 | 179.669 | 0 | 0 | 5.63 | 5.63 | 110.77 | 18435 | 1082.443
SWB23 | SWB | 2022-23 | 0 | 0 | 0 | 0.644 | 0 | 0 | 0 | 0.04 | 192.194 | 0 | 0 | 5.54 | 5.54 | 107.23 | 18492 | 1091.662
SWB24 | SWB | 2023-24 | 0 | 0 | 0 | 0.644 | 0 | 0 | 0 | 0.04 | 181.702 | 0 | 0 | 5.66 | 5.66 | 103.7 | 18543 | 1100.864
SWB25 | SWB | 2024-25 | 0 | 0 | 0 | 0.644 | 0 | 0 | 0 | 0.04 | 175.761 | 0 | 0 | 5.51 | 5.51 | 100.16 | 18592 | 1109.943
TMS12 | TMS | 2011-12 | 0.10973 | 0.6421 | 4.0477 | 1.1854 | 0 | 0 | 0 | 0 | 655.6572 | 0 | 0 | 0 | 0 | 0 | 0 | 0
TMS13 | TMS | 2012-13 | 0.5701 | 0.41455 | 3.4282 | 1.2459 | 0 | 0 | 0 | 0 | 618.3888 | 0 | 0 | 0 | 0 | 0 | 0 | 0
TMS14 | TMS | 2013-14 | 1.8094 | 1.827 | 12.0049 | 7.0316 | 0 | 0 | 0 | 0 | 634.9723 | 0 | 0 | 0 | 0 | 0 | 0 | 0
TMS15 | TMS | 2014-15 | -0.009132 | 1.9875 | 12.9029 | 14.7398 | 0 | 0 | 0 | 0 | 682.7605 | 0 | 0 | 0 | 0 | 0 | 0 | 0
TMS16 | TMS | 2015-16 | 0.14249 | 0.53799 | 19.3004 | 23.0638 | 0 | 0 | 0 | 0 | 747.529 | 0 | 0 | 0 | 0 | 0 | 0 | 0
TMS17 | TMS | 2016-17 | 0.088995 | 3.715 | 11.0386 | 5.7074 | 0 | 0 | 0 | 0 | 849.161 | 0 | 0 | 0 | 0 | 0 | 0 | 0
TMS18 | TMS | 2017-18 | 0.015494 | 1.4569 | 11.3538 | 5.5408 | 0.57205 | 4.3946 | 0.37579 | 10.1635 | 895.282 | 0 | 0 | 8.71 | 4.25 | 694.65 | 31460.6 | 3826.422
TMS19 | TMS | 2018-19 | -0.13296 | -0.18881 | 0.012365 | 1.1984 | 0.1573 | 4.8935 | 0.1959 | 8.315 | 960.4243 | 0 | 0 | -5.37 | -5.47 | 760.8 | 31623.818 | 3998.4686
TMS20 | TMS | 2019-20 | 0.0071408 | 0 | 26.8147 | 38.7192 | 0.20525 | 4.6147 | 0.28451 | 9.1773 | 1024.5945 | 0 | 0 | 103.88 | 103.78 | 674.6 | 31772.2903 | 4047.031
TMS21 | TMS | 2020-21 | 0 | 0.14217 | 0.94418 | 13.7395 | 0 | 2.65 | 3.5836 | 11.692 | 1009.8378 | 21 | 21 | 56.5069 | 56.119 | 623.12 | 31915.88 | 4094.735
TMS22 | TMS | 2021-22 | 0 | 2.854 | 0.88951 | 23.4394 | 0 | 3.0979 | 3.5836 | 11.692 | 1101.9036 | 0 | 0 | 35.1253 | 34.2048 | 603.51 | 32051.7489 | 4139.8743
TMS23 | TMS | 2022-23 | 0 | 12.2789 | 0.82389 | 30.0311 | 0 | 3.753 | 3.5836 | 11.692 | 1077.4233 | 0 | 0 | 39.3484 | 38.372 | 580.8553 | 32182.0691 | 4181.8306
TMS24 | TMS | 2023-24 | 0.60226 | 18.6841 | 0.82389 | 26.9715 | 0 | 1.5101 | 3.5836 | 11.692 | 1033.9695 | 0 | 0 | 38.8102 | 37.8894 | 558.2153 | 32304.7813 | 4222.5989
TMS25 | TMS | 2024-25 | 1.8245 | 23.1561 | 0.82936 | 23.8604 | 0 | 1.723 | 3.5836 | 11.692 | 997.9188 | 17.6 | 17.6 | 32.9878 | 32.094 | 540.2997 | 32467.1545 | 4262.5683
WSH12 | WSH | 2011-12 | 0 | 0 | 0 | 0 | 0 | 0 | 0 | 0 | 273.9076 | 0 | 0 | 0 | 0 | 0 | 0 | 0
WSH13 | WSH | 2012-13 | 0 | 0 | 0 | 0 | 0 | 0 | 0 | 0 | 296.8508 | 0 | 0 | 0 | 0 | 0 | 0 | 0
WSH14 | WSH | 2013-14 | 0 | 0 | 0 | 0 | 0 | 0 | 0 | 0 | 299.6694 | 0 | 0 | 0 | 0 | 0 | 0 | 0
WSH15 | WSH | 2014-15 | 0 | 0 | 0 | 0 | 0 | 0 | 0 | 0 | 330.2704 | 0 | 0 | 0 | 0 | 0 | 0 | 0
WSH16 | WSH | 2015-16 | 0 | 0 | 0 | 0 | 0 | 0 | 0 | 0 | 238.9135 | 0 | 0 | 0 | 0 | 0 | 0 | 0
WSH17 | WSH | 2016-17 | 0 | 0 | 0 | 0 | 0 | 0 | 0 | 0 | 320.2603 | 0 | 0 | 0 | 0 | 0 | 0 | 0
WSH18 | WSH | 2017-18 | 0.298 | 0.298 | 0.262 | 0.262 | 0 | 0 | 0 | 0 | 354.3857 | 0 | 0 | 0 | 0 | 172.85 | 27597 | 1433.501
WSH19 | WSH | 2018-19 | 0.24561 | 0.24561 | 0.2154 | 0.2154 | 0 | 0 | 0 | 0 | 342.0294 | 0 | 0 | 0 | 0 | 170.88 | 27692 | 1438.892
WSH20 | WSH | 2019-20 | 0.26391 | 0.26391 | 0.23247 | 0.23247 | 0 | 0 | 0 | 0 | 300.7342 | 0 | 0 | 0 | 0 | 169 | 27786 | 1447.454
WSH21 | WSH | 2020-21 | 0 | 1.815 | 0 | 0 | 0 | 0.236 | 0 | 0 | 338.873 | 0 | 0 | 0 | 0 | 163.8 | 27827 | 1456.235
WSH22 | WSH | 2021-22 | 0 | 8.378 | 0 | 0 | 0 | 0.234 | 0 | 0 | 347.164 | 0 | 0 | 0 | 0 | 158.6 | 27872 | 1465.168
WSH23 | WSH | 2022-23 | 0 | 8.461 | 0 | 0 | 0 | 0.232 | 0 | 0 | 338.818 | 3.98 | 3.42 | 0 | 0 | 153.4 | 27913 | 1474.25
WSH24 | WSH | 2023-24 | 0 | 5.903 | 0 | 0 | 0 | 0.229 | 0 | 0 | 324.732 | 0.56 | 0.39 | 0 | 0 | 148.2 | 27968 | 1483.37
WSH25 | WSH | 2024-25 | 0 | 2.127 | 0 | 0 | 0 | 0.228 | 0 | 0 | 316.383 | 0.56 | 0.4 | 0 | 0 | 143 | 28037 | 1492.524
WSX12 | WSX | 2011-12 | 0.0044203 | 0 | 0 | 0 | 0 | 0 | 0 | 0 | 160.1115 | 0 | 0 | 0 | 0 | 0 | 0 | 0
WSX13 | WSX | 2012-13 | 0.020502 | 0 | 0 | 0 | 0 | 0 | 0 | 0 | 176.2073 | 0 | 0 | 0 | 0 | 0 | 0 | 0
WSX14 | WSX | 2013-14 | 0.0073987 | 0 | 0 | 0 | 0 | 0 | 0 | 0 | 161.725 | 0 | 0 | 0 | 0 | 0 | 0 | 0
WSX15 | WSX | 2014-15 | 0 | 0 | 0 | 0 | 0 | 0 | 0 | 0 | 155.7696 | 0 | 0 | 0 | 0 | 0 | 0 | 0
WSX16 | WSX | 2015-16 | 0 | 0 | 0 | 0 | 0 | 0 | 0 | 0 | 161.7977 | 0 | 0 | 0 | 0 | 0 | 0 | 0
WSX17 | WSX | 2016-17 | 0 | 0 | 0 | 0 | 0 | 0 | 0 | 0 | 157.5438 | 0 | 0 | 0 | 0 | 0 | 0 | 0
WSX18 | WSX | 2017-18 | 0 | 0 | -2.0475e-06 | 0.0057548 | 0 | 0 | 0 | 0 | 135.1825 | 0 | 0 | 2.34 | 2.34 | 79.66 | 11935.02 | 615.408
WSX19 | WSX | 2018-19 | 0 | 0 | 0 | 0.05731 | 0 | 0 | 0 | 0 | 135.5478 | 0 | 0 | 2.36 | 2.2462 | 78.8897 | 11980.0161 | 623.314
WSX20 | WSX | 2019-20 | 0 | 0 | 0 | 0.055995 | 0 | 0 | 0 | 0 | 145.6387 | 0 | 0 | 2.05 | 1.9496 | 78.1577 | 12025.0161 | 629.671
WSX21 | WSX | 2020-21 | 0 | 3.9697 | 0 | 0.57012 | 0 | 0.37 | 0 | 0 | 134.2655 | 0 | 0 | 3.87 | 3.7785 | 75.813 | 12070.0161 | 636.075
WSX22 | WSX | 2021-22 | 0 | 3.9697 | 0 | 0.57012 | 0 | 0.73 | 0 | 0 | 125.5988 | 0 | 0 | 3.83 | 3.742 | 73.4682 | 12115.0161 | 642.428
WSX23 | WSX | 2022-23 | 0 | 3.9697 | 0 | 0.57012 | 0 | 1.1 | 0 | 0 | 144.2895 | 0 | 0 | 3.79 | 3.7093 | 71.1235 | 12160.0161 | 648.56
WSX24 | WSX | 2023-24 | 0 | 3.9697 | 0 | 0.57012 | 0 | 1.46 | 0 | 0 | 125.3448 | 0 | 0 | 3.75 | 3.6802 | 68.7788 | 12205.0161 | 654.467
WSX25 | WSX | 2024-25 | 0 | 3.9697 | 0 | 0.57012 | 0 | 1.83 | 0 | 0 | 120.5543 | 0 | 0 | 3.72 | 3.6542 | 66.434 | 12250.0161 | 660.203
YKY12 | YKY | 2011-12 | 0 | 0 | 0 | 0 | 0 | 0 | 0 | 0 | 390.8034 | 0 | 0 | 0 | 0 | 0 | 0 | 0
YKY13 | YKY | 2012-13 | 0 | 0 | 0 | 0 | 0 | 0 | 0 | 0 | 309.4734 | 0 | 0 | 0 | 0 | 0 | 0 | 0
YKY14 | YKY | 2013-14 | 0 | 0 | 0 | 0 | 0 | 0 | 0 | 0 | 263.5993 | 0 | 0 | 0 | 0 | 0 | 0 | 0
YKY15 | YKY | 2014-15 | 0 | 0 | 0 | 0 | 0 | 0 | 0 | 0 | 271.3183 | 0 | 0 | 0 | 0 | 0 | 0 | 0
YKY16 | YKY | 2015-16 | 0 | 0 | 0 | 0 | 0 | 0 | 0 | 0 | 295.5084 | 0 | 0 | 0 | 0 | 0 | 0 | 0
YKY17 | YKY | 2016-17 | 0 | 0 | 0 | 0 | 0 | 0 | 0 | 0 | 337.3085 | 0 | 0 | 0 | 0 | 0 | 0 | 0
YKY18 | YKY | 2017-18 | 0 | 0 | 0 | 0 | 0 | 0 | 0 | 0 | 369.595 | 0 | 0 | 0 | 0 | 300.28 | 31693 | 2305.318
YKY19 | YKY | 2018-19 | 0 | 0 | 0 | 0 | 0 | 0 | 0 | 0 | 414.498 | 0 | 0 | 0 | 0 | 297 | 31793 | 2311.3523
YKY20 | YKY | 2019-20 | 0 | 0 | 0 | 0 | 0 | 0 | 0 | 0 | 394.0111 | 0 | 0 | 0 | 28 | 269 | 31893 | 2325.4214
YKY21 | YKY | 2020-21 | 0 | 0.112 | 0 | 0 | 0 | 0 | 0 | 0 | 385.797 | 0 | 0 | 0 | 13.45 | 255.55 | 32002 | 2347.4078
YKY22 | YKY | 2021-22 | 0 | 0.097 | 0 | 0 | 0 | 0 | 0 | 0 | 385.065 | 0 | 0 | 0 | 13.45 | 242.1 | 32111 | 2367.7926
YKY23 | YKY | 2022-23 | 0 | 0.063 | 0 | 0 | 0 | 0 | 0 | 0 | 393.66 | 0 | 2 | 0 | 13.45 | 228.65 | 32219 | 2388.278
YKY24 | YKY | 2023-24 | 0 | 0.047 | 0 | 0 | 0 | 0 | 0 | 0 | 376.679 | 0 | 0 | 0 | 13.45 | 215.2 | 32328 | 2408.7274
YKY25 | YKY | 2024-25 | 0 | 0.022 | 0 | 0 | 0 | 0 | 0 | 0 | 345.664 | 0 | 0 | 0 | 13.45 | 201.75 | 32436 | 2429.2194
AFW12 | AFW | 2011-12 | 0 | 0 | 0 | 0 | 0 | 0 | 0 | 0 | 212.9247 | 0 | 0 | 0 | 0 | 0 | 0 | 0
AFW13 | AFW | 2012-13 | 0 | 0 | 0 | 5.8376 | 0 | 0 | 0 | 0 | 219.3039 | 0 | 0 | 0 | 0 | 0 | 0 | 0
AFW14 | AFW | 2013-14 | 0 | 0 | 0 | 4.5397 | 0 | 0 | 0 | 0 | 224.1049 | 0 | 0 | 0 | 0 | 0 | 0 | 0
AFW15 | AFW | 2014-15 | 0 | 0 | 0 | 0.020901 | 0 | 0 | 0 | 0 | 216.4519 | 0 | 0 | 0 | 0 | 0 | 0 | 0
AFW16 | AFW | 2015-16 | 0 | 0 | 0 | 3.9526 | 0 | 0 | 0 | 0 | 237.3466 | 0 | 0 | 0 | 0 | 0 | 0 | 0
AFW17 | AFW | 2016-17 | 0 | 0 | 1.5251 | 2.1286 | 0 | 0 | 0 | 0 | 275.8073 | 0 | 0 | 0 | 0 | 0 | 0 | 0
AFW18 | AFW | 2017-18 | 1.195 | 0.722 | 0 | 0 | 0 | 0 | 0 | 4.648 | 255.5782 | 5 | 5 | 29.6438 | 29.6438 | 172.67 | 16682.8 | 1500.196
AFW19 | AFW | 2018-19 | 0 | 0 | 0 | 0 | 0 | 0 | 0 | 3.184 | 240.0907 | 8.63 | 1.97 | 15.6794 | 15.6794 | 200.61 | 16729.8 | 1517.019
AFW20 | AFW | 2019-20 | 0 | 0 | 0 | 0 | 0 | 0 | 0 | 2.879 | 226.3173 | 0 | 0 | 12.3054 | 12.3054 | 158.08 | 16769.8 | 1526.126
AFW21 | AFW | 2020-21 | 0 | 12.7247 | 0 | 9.08 | 0 | 0 | 0 | 10.337 | 287.61 | 2.07 | 2.07 | 11.9793 | 11.9793 | 150.91 | 16818.8 | 1546.736
AFW22 | AFW | 2021-22 | 0 | 15.2091 | 0 | 9.08 | 0 | 0 | 0 | 10.337 | 290.6915 | 0.14 | 0.14 | 11.3285 | 11.3285 | 146.47 | 16867.8 | 1563.167
AFW23 | AFW | 2022-23 | 0 | 7.3027 | 0 | 9.08 | 0 | 0 | 0 | 10.337 | 281.3912 | 1.32 | 0.97 | 11.8766 | 11.8766 | 141.89 | 16916.8 | 1579.609
AFW24 | AFW | 2023-24 | 0 | 6.2595 | 0 | 9.08 | 0 | 0 | 0 | 10.337 | 264.4597 | 5 | 5 | 14.0297 | 14.0297 | 135.38 | 16978.8 | 1596.059
AFW25 | AFW | 2024-25 | 0 | 0 | 0 | 9.08 | 0 | 0 | 0 | 10.337 | 241.8721 | 0 | 0 | 9.739 | 9.739 | 131.84 | 17028 | 1612.517
BRL12 | BRL | 2011-12 | 0 | 0.59121 | 0 | 4.7695 | 0 | 0 | 0 | 0 | 106.8552 | 0 | 0 | 0 | 0 | 0 | 0 | 0
BRL13 | BRL | 2012-13 | 0 | 2.4181 | 0 | 5.5268 | 0 | 0 | 0 | 0 | 136.6866 | 0 | 0 | 0 | 0 | 0 | 0 | 0
BRL14 | BRL | 2013-14 | 0 | 2.8845 | 0 | 5.0555 | 0 | 0 | 0 | 0 | 124.5262 | 0 | 0 | 0 | 0 | 0 | 0 | 0
BRL15 | BRL | 2014-15 | 0 | 0.46922 | 0 | 3.203 | 0 | 0 | 0 | 0 | 111.4734 | 0 | 0 | 0 | 0 | 0 | 0 | 0
BRL16 | BRL | 2015-16 | 0 | 0.007283 | 0 | 1.7073 | 0 | 0 | 0 | 0 | 74.0819 | 0 | 0 | 0 | 0 | 0 | 0 | 0
BRL17 | BRL | 2016-17 | 0 | 0 | 0 | 3.1345 | 0 | 0 | 0 | 0 | 85.1219 | 0 | 0 | 0 | 0 | 0 | 0 | 0
BRL18 | BRL | 2017-18 | 0 | 0 | 0 | 5.404 | 0 | 0 | 0 | 0 | 103.363 | 0 | 0 | 0 | 0.49 | 46.64 | 6828 | 536.138
BRL19 | BRL | 2018-19 | 0 | 0.7025 | 0 | 1.9441 | 0 | 0 | 0 | 0 | 104.8207 | 0 | 0 | 0 | 3.01 | 44 | 6854 | 542.029
BRL20 | BRL | 2019-20 | 0 | 2.2848 | 0 | 1.0953 | 0 | 0 | 0 | 0 | 101.8476 | 0 | 0 | 0 | 1.36 | 43 | 6880 | 548.095
BRL21 | BRL | 2020-21 | 0 | 0 | 0 | 0.696 | 0 | 0 | 0 | 0.148 | 91.388 | 0 | 0 | 0 | 1.04 | 42 | 6906 | 554.744
BRL22 | BRL | 2021-22 | 0 | 0 | 0 | 0.696 | 0 | 0 | 0 | 0.149 | 89.27 | 0 | 0 | 0 | 1.04 | 41 | 6932 | 560.504
BRL23 | BRL | 2022-23 | 0 | 0 | 0 | 0.696 | 0 | 0 | 0 | 0.151 | 89.474 | 0 | 0 | 0 | 1.54 | 39.5 | 6958 | 566.196
BRL24 | BRL | 2023-24 | 0 | 0 | 0 | 0.696 | 0 | 0 | 0 | 0.153 | 89.114 | 0 | 0 | 0 | 1.54 | 38 | 6984 | 571.773
BRL25 | BRL | 2024-25 | 0 | 0 | 0 | 0.696 | 0 | 0 | 0 | 0.154 | 89.552 | 0 | 0 | 0 | 1.53 | 36.5 | 7010 | 577.233
BWH12 | BWH | 2011-12 | 0 | 0 | 0 | 0 | 0 | 0 | 0 | 0 | 27.8454 | 0 | 0 | 0 | 0 | 0 | 0 | 0
BWH13 | BWH | 2012-13 | 0 | 0 | 0 | 0 | 0 | 0 | 0 | 0 | 26.1622 | 0 | 0 | 0 | 0 | 0 | 0 | 0
BWH14 | BWH | 2013-14 | 0 | 0 | 0 | 0 | 0 | 0 | 0 | 0 | 30.2651 | 0 | 0 | 0 | 0 | 0 | 0 | 0
BWH15 | BWH | 2014-15 | 0 | 0 | 0 | 0 | 0 | 0 | 0 | 0 | 28.3885 | 0 | 0 | 0 | 0 | 0 | 0 | 0
BWH16 | BWH | 2015-16 | 0 | 0 | 0 | 0.0052022 | 0 | 0 | 0 | 0 | 26.0358 | 0 | 0 | 0 | 0 | 0 | 0 | 0
BWH17 | BWH | 2016-17 | 0 | 0 | 0 | 0 | 0 | 0 | 0 | 0 | 0 | 0 | 0 | 0 | 0 | 0 | 0 | 0
BWH18 | BWH | 2017-18 | 0 | 0 | 0 | 0 | 0 | 0 | 0 | 0 | 0 | 0 | 0 | 0 | 0 | 0 | 0 | 0
BWH19 | BWH | 2018-19 | 0 | 0 | 0 | 0 | 0 | 0 | 0 | 0 | 0 | 0 | 0 | 0 | 0 | 0 | 0 | 0
BWH20 | BWH | 2019-20 | 0 | 0 | 0 | 0 | 0 | 0 | 0 | 0 | 0 | 0 | 0 | 0 | 0 | 0 | 0 | 0
BWH21 | BWH | 2020-21 | 0 | 0 | 0 | 0 | 0 | 0 | 0 | 0 | 0 | 0 | 0 | 0 | 0 | 0 | 0 | 0
BWH22 | BWH | 2021-22 | 0 | 0 | 0 | 0 | 0 | 0 | 0 | 0 | 0 | 0 | 0 | 0 | 0 | 0 | 0 | 0
BWH23 | BWH | 2022-23 | 0 | 0 | 0 | 0 | 0 | 0 | 0 | 0 | 0 | 0 | 0 | 0 | 0 | 0 | 0 | 0
BWH24 | BWH | 2023-24 | 0 | 0 | 0 | 0 | 0 | 0 | 0 | 0 | 0 | 0 | 0 | 0 | 0 | 0 | 0 | 0
BWH25 | BWH | 2024-25 | 0 | 0 | 0 | 0 | 0 | 0 | 0 | 0 | 0 | 0 | 0 | 0 | 0 | 0 | 0 | 0
DVW12 | DVW | 2011-12 | 0 | 0 | 0 | 0 | 0 | 0 | 0 | 0 | 18.4007 | 0 | 0 | 0 | 0 | 0 | 0 | 0
DVW13 | DVW | 2012-13 | 0 | 0 | 0 | 0 | 0 | 0 | 0 | 0 | 24.2402 | 0 | 0 | 0 | 0 | 0 | 0 | 0
DVW14 | DVW | 2013-14 | 0 | 0 | 0 | 0 | 0 | 0 | 0 | 0 | 15.9632 | 0 | 0 | 0 | 0 | 0 | 0 | 0
DVW15 | DVW | 2014-15 | 0 | 0 | 0 | 0 | 0 | 0 | 0 | 0 | 17.1151 | 0 | 0 | 0 | 0 | 0 | 0 | 0
DVW16 | DVW | 2015-16 | 0 | 0 | 0 | 0 | 0 | 0 | 0 | 0 | 16.9084 | 0 | 0 | 0 | 0 | 0 | 0 | 0
DVW17 | DVW | 2016-17 | 0 | 0 | 0 | 0 | 0 | 0 | 0 | 0 | 22.0046 | 0 | 0 | 0 | 0 | 0 | 0 | 0
DVW18 | DVW | 2017-18 | 0 | 0 | 0.015 | 0 | 0 | 0 | 0 | 0 | 27.924 | 0 | 0 | 0 | 0 | 10.96 | 2015.1 | 127.93
DVW19 | DVW | 2018-19 | 0 | 0 | 0 | 0 | 0 | 0 | 0 | 0 | 0 | 0 | 0 | 0 | 0 | 0 | 0 | 0
DVW20 | DVW | 2019-20 | 0 | 0 | 0 | 0 | 0 | 0 | 0 | 0 | 0 | 0 | 0 | 0 | 0 | 0 | 0 | 0
DVW21 | DVW | 2020-21 | 0 | 0 | 0 | 0 | 0 | 0 | 0 | 0 | 0 | 0 | 0 | 0 | 0 | 0 | 0 | 0
DVW22 | DVW | 2021-22 | 0 | 0 | 0 | 0 | 0 | 0 | 0 | 0 | 0 | 0 | 0 | 0 | 0 | 0 | 0 | 0
DVW23 | DVW | 2022-23 | 0 | 0 | 0 | 0 | 0 | 0 | 0 | 0 | 0 | 0 | 0 | 0 | 0 | 0 | 0 | 0
DVW24 | DVW | 2023-24 | 0 | 0 | 0 | 0 | 0 | 0 | 0 | 0 | 0 | 0 | 0 | 0 | 0 | 0 | 0 | 0
DVW25 | DVW | 2024-25 | 0 | 0 | 0 | 0 | 0 | 0 | 0 | 0 | 0 | 0 | 0 | 0 | 0 | 0 | 0 | 0
PRT12 | PRT | 2011-12 | 0 | 0 | 0 | 0 | 0 | 0 | 0 | 0 | 28.1062 | 0 | 0 | 0 | 0 | 0 | 0 | 0
PRT13 | PRT | 2012-13 | 0 | 0 | 0 | 0 | 0 | 0 | 0 | 0 | 32.8684 | 0 | 0 | 0 | 0 | 0 | 0 | 0
PRT14 | PRT | 2013-14 | 0 | 0 | 0 | 0 | 0 | 0 | 0 | 0 | 27.5265 | 0 | 0 | 0 | 0 | 0 | 0 | 0
PRT15 | PRT | 2014-15 | 0 | 0 | 0 | 0 | 0 | 0 | 0 | 0 | 27.2787 | 0 | 0 | 0 | 0 | 0 | 0 | 0
PRT16 | PRT | 2015-16 | 0 | 0 | 0 | 0 | 0 | 0 | 0 | 0 | 28.6556 | 0 | 0 | 0 | 0 | 0 | 0 | 0
PRT17 | PRT | 2016-17 | 0 | 0 | 0 | 0 | 0 | 0 | 0 | 0 | 32.4848 | 0 | 0 | 0 | 0 | 0 | 0 | 0
PRT18 | PRT | 2017-18 | 0 | 0 | 0 | 0 | 0 | 0 | 0 | 0 | 27.996 | 0 | 0 | 0 | 0 | 37 | 3337 | 319.806
PRT19 | PRT | 2018-19 | 0 | 1.9049 | 0 | 0 | 0 | 0 | 0 | 0 | 36.0049 | 0 | 0 | 0 | 0 | 34.95 | 3347 | 322.371
PRT20 | PRT | 2019-20 | 0 | 2.0656 | 0 | 0 | 0 | 0 | 0 | 0 | 35.8795 | 0 | 0 | 0 | 0 | 34.87 | 3357 | 324.871
PRT21 | PRT | 2020-21 | 0 | 10.774 | 0 | 1.16 | 0 | 0 | 0 | 0 | 45.14 | 11.8 | 7.8 | 0 | 0 | 33.77 | 3369 | 326.787
PRT22 | PRT | 2021-22 | 0 | 6.509 | 0 | 0.387 | 0 | 0 | 0 | 0 | 38.365 | 0 | 0 | 0 | 0 | 32.69 | 3380 | 328.671
PRT23 | PRT | 2022-23 | 0 | 7.569 | 0 | 0 | 0 | 0 | 0 | 0 | 39.048 | 15 | 12.5 | 0 | 0 | 31.64 | 3392 | 330.568
PRT24 | PRT | 2023-24 | 0 | 20.262 | 0 | 0 | 0 | 0 | 0 | 0 | 51.654 | 0 | 0 | 0 | 0 | 30.6 | 3404 | 332.502
PRT25 | PRT | 2024-25 | 0 | 23.026 | 0 | 0 | 0 | 0 | 0 | 0 | 53.923 | 0 | 0 | 0 | 0 | 29.57 | 3416 | 334.5
SES12 | SES | 2011-12 | 3.2721 | 0.27958 | 0 | 0.63099 | 0 | 0 | 0 | 0 | 52.1689 | 0 | 0 | 0 | 0 | 0 | 0 | 0
SES13 | SES | 2012-13 | 2.4278 | 0.016186 | 0 | 0.83949 | 0 | 0 | 0 | 0 | 46.4448 | 0 | 0 | 0 | 0 | 0 | 0 | 0
SES14 | SES | 2013-14 | 0.22196 | 0.0052848 | 0 | 0.66906 | 0 | 0 | 0 | 0 | 48.576 | 0 | 0 | 0 | 0 | 0 | 0 | 0
SES15 | SES | 2014-15 | 0.013586 | 0 | 0 | 0.55805 | 0 | 0 | 0 | 0 | 46.034 | 0 | 0 | 0 | 0 | 0 | 0 | 0
SES16 | SES | 2015-16 | 0.087396 | 0 | 0 | 0.76576 | 0 | 0 | 0 | 0 | 44.7511 | 0 | 0 | 0 | 0 | 0 | 0 | 0
SES17 | SES | 2016-17 | 0 | 0 | 0 | 0.67123 | 0 | 0 | 0 | 0 | 49.3363 | 0 | 0 | 0 | 0 | 0 | 0 | 0
SES18 | SES | 2017-18 | 0 | 0 | 0 | 1.174 | 0 | 0 | 0 | 0 | 51.205 | 0 | 0 | 0 | 0 | 24.16 | 3481 | 291.352
SES19 | SES | 2018-19 | 0 | 0 | 0 | 0 | 0 | 0 | 0 | 0 | 52.3625 | 0 | 0 | 0 | 0 | 24.1 | 3497 | 295.036
SES20 | SES | 2019-20 | 0 | 0 | 0 | 0 | 0 | 0 | 0 | 0 | 53.7106 | 0 | 0 | 0 | 0 | 24 | 3504 | 297.0915
SES21 | SES | 2020-21 | 0 | 0 | 0 | 0 | 0 | 0 | 0 | 0.539 | 52.777 | 0 | 0 | 1.72 | 1.72 | 23.3 | 3511 | 299.074
SES22 | SES | 2021-22 | 0 | 0 | 0 | 0 | 0 | 0 | 0 | 0.529 | 57.544 | 0 | 0 | 1.73 | 1.73 | 22.6 | 3518 | 301.1505
SES23 | SES | 2022-23 | 0 | 0 | 0 | 0 | 0 | 0 | 0 | 0.518 | 52.131 | 0 | 0 | 1.73 | 1.73 | 21.8 | 3528 | 303.3375
SES24 | SES | 2023-24 | 0 | 0 | 0 | 0 | 0 | 0 | 0 | 0.507 | 46.371 | 0 | 0 | 1.73 | 1.73 | 21.1 | 3536 | 305.5835
SES25 | SES | 2024-25 | 0 | 0 | 0 | 0 | 0 | 0 | 0 | 0.496 | 45.346 | 0 | 0 | 1.73 | 1.73 | 20.4 | 3544 | 308.0445
SEW12 | SEW | 2011-12 | 0.92936 | 0.92936 | 7.8946 | 7.8946 | 0 | 0 | 0 | 0 | 158.0452 | 0 | 0 | 0 | 0 | 0 | 0 | 0
SEW13 | SEW | 2012-13 | 2.6825 | 0 | 14.7137 | 0 | 0 | 0 | 0 | 0 | 166.4331 | 0 | 0 | 0 | 0 | 0 | 0 | 0
SEW14 | SEW | 2013-14 | 0.80012 | 0.80012 | 5.845 | 5.845 | 0 | 0 | 0 | 0 | 171.0139 | 0 | 0 | 0 | 0 | 0 | 0 | 0
SEW15 | SEW | 2014-15 | 2.0964 | 2.0964 | 5.174 | 5.174 | 0 | 0 | 0 | 0 | 167.4904 | 0 | 0 | 0 | 0 | 0 | 0 | 0
SEW16 | SEW | 2015-16 | 1.1018 | 1.1018 | 10.396 | 10.396 | 0 | 0 | 0 | 0 | 161.5074 | 0 | 0 | 0 | 0 | 0 | 0 | 0
SEW17 | SEW | 2016-17 | 2.3945 | 1.4615 | 4.7048 | 3.934 | 0 | 0 | 0 | 0 | 162.5752 | 0 | 0 | 0 | 0 | 0 | 0 | 0
SEW18 | SEW | 2017-18 | 4.608 | 1.732 | 5.414 | 5.593 | 0 | 0 | 0 | 0 | 171.97 | 0 | 0 | 0.47 | 0.44 | 87.6922 | 14620.74 | 1013.178
SEW19 | SEW | 2018-19 | 11.1404 | 3.303 | 2.8906 | 2.8906 | 0 | 0 | 0 | 0 | 180.8624 | 4 | 0 | 0 | 0 | 87.6922 | 14732.0506 | 1017.4511
SEW20 | SEW | 2019-20 | 7.0114 | 0.63534 | 3.3853 | 3.3853 | 0 | 0 | 0 | 0 | 169.0072 | 29 | 0 | 0 | 0 | 87.6922 | 14841.3905 | 1027.2225
SEW21 | SEW | 2020-21 | 2.6298 | 2.7479 | 3.5533 | 3.5533 | 0 | 0 | 0.9803 | 0.9803 | 172.073 | 0 | 0 | 2.74 | 2.74 | 87.6922 | 14941.8966 | 1037.2731
SEW22 | SEW | 2021-22 | 5.4322 | 5.8005 | 11.4217 | 11.4217 | 0 | 0 | 1.1258 | 1.1258 | 199.614 | 0 | 0 | 3.51 | 3.51 | 86.9517 | 15032.1834 | 1047.4745
SEW23 | SEW | 2022-23 | 5.3286 | 5.6891 | 12.7163 | 12.7163 | 0 | 0 | 1.6105 | 1.6105 | 208.204 | 0 | 0 | 6.55 | 6.55 | 83.2012 | 15128.0998 | 1057.8288
SEW24 | SEW | 2023-24 | 0.65087 | 0.9995 | 6.6268 | 6.6268 | 0.086986 | 0.090536 | 2.2244 | 2.2244 | 186.195 | 18.18 | 0 | 6.95 | 6.95 | 79.0822 | 15216.2157 | 1068.3384
SEW25 | SEW | 2024-25 | 0.80673 | 1.2672 | 7.9093 | 7.9093 | 0.086007 | 0.089518 | 3.0891 | 3.0891 | 194.588 | 0 | 17.35 | 6.86 | 6.86 | 75.0759 | 15382.7869 | 1079.0054
SSC12 | SSC | 2011-12 | 0.0012352 | 0.45602 | 0 | 0.078821 | 0 | 0 | 0 | 0 | 79.0064 | 0 | 0 | 0 | 0 | 0 | 0 | 0
SSC13 | SSC | 2012-13 | 0.00094978 | 0.62418 | 0 | 0.07326 | 0 | 0 | 0 | 0 | 86.0693 | 0 | 0 | 0 | 0 | 0 | 0 | 0
SSC14 | SSC | 2013-14 | 0 | 0.29095 | 0 | 0.081194 | 0 | 0 | 0 | 0 | 80.0066 | 0 | 0 | 0 | 0 | 0 | 0 | 0
SSC15 | SSC | 2014-15 | 0 | 0.57969 | 0 | 0.05061 | 0 | 0 | 0 | 0 | 80.0541 | 0 | 0 | 0 | 0 | 0 | 0 | 0
SSC16 | SSC | 2015-16 | 0 | 0.4832 | 0 | 0.084438 | 0 | 0 | 0 | 0 | 83.4035 | 0 | 0 | 0 | 0 | 0 | 0 | 0
SSC17 | SSC | 2016-17 | 0 | 0.50395 | 0 | 0.084006 | 0 | 0 | 0 | 0 | 87.873 | 0 | 0 | 0 | 0 | 0 | 0 | 0
SSC18 | SSC | 2017-18 | 0 | 0 | 0.008964 | 0.065045 | 0 | 0 | 0 | 0 | 95.2708 | 0 | 0 | 0.17 | 0.17 | 86.8 | 8490.91 | 735.858
SSC19 | SSC | 2018-19 | 0 | 0 | 0 | 0.11027 | 0 | 0 | 0 | 0 | 91.7522 | 0 | 0 | 0.17 | 0.17 | 84 | 8570.81 | 744.8437
SSC20 | SSC | 2019-20 | 0 | 0.02411 | 0 | 0.11718 | 0 | 0 | 0 | 0 | 91.6349 | 0 | 0 | 0.17 | 0.17 | 84 | 8651.91 | 753.9477
SSC21 | SSC | 2020-21 | 0 | 0 | 0 | 1.9621 | 0 | 0 | 0 | 0.71064 | 113.2581 | 2.3 | 2.3 | 5.5918 | 5.5918 | 80.1 | 8731.07 | 762.8575
SSC22 | SSC | 2021-22 | 0 | 0.82635 | 0 | 1.9621 | 0 | 0 | 0 | 0.68734 | 115.4825 | 2.3 | 2.3 | 6.5421 | 6.5421 | 76.2 | 8805.88 | 771.2958
SSC23 | SSC | 2022-23 | 0 | 1.1021 | 0 | 1.9621 | 0 | 0 | 0 | 0.67569 | 116.3865 | 2.3 | 2.3 | 7.4912 | 7.4912 | 72.3 | 8878.17 | 779.3495
SSC24 | SSC | 2023-24 | 0 | 0.99223 | 0 | 1.9621 | 0 | 0 | 0 | 0.67569 | 93.9133 | 6.22 | 6.22 | 8.45 | 8.45 | 68.4 | 8948.23 | 787.1701
SSC25 | SSC | 2024-25 | 0 | 0 | 0 | 1.9621 | 0 | 0 | 0 | 0.65239 | 96.8046 | 6.22 | 6.22 | 9.4191 | 9.4191 | 64.4 | 9016.2 | 794.7917
SVE12 | SVE | 2011-12 | 0 | 0 | 0 | 0 | 0 | 0 | 0 | 0 | 0 | 0 | 0 | 0 | 0 | 0 | 0 | 0
SVE13 | SVE | 2012-13 | 0 | 0 | 0 | 0 | 0 | 0 | 0 | 0 | 0 | 0 | 0 | 0 | 0 | 0 | 0 | 0
SVE14 | SVE | 2013-14 | 0 | 0 | 0 | 0 | 0 | 0 | 0 | 0 | 0 | 0 | 0 | 0 | 0 | 0 | 0 | 0
SVE15 | SVE | 2014-15 | 0 | 0 | 0 | 0 | 0 | 0 | 0 | 0 | 0 | 0 | 0 | 0 | 0 | 0 | 0 | 0
SVE16 | SVE | 2015-16 | 0 | 0 | 0 | 0 | 0 | 0 | 0 | 0 | 0 | 0 | 0 | 0 | 0 | 0 | 0 | 0
SVE17 | SVE | 2016-17 | 0 | 0 | 0 | 0 | 0 | 0 | 0 | 0 | 0 | 0 | 0 | 0 | 0 | 0 | 0 | 0
SVE18 | SVE | 2017-18 | 0 | 1.13 | 0 | 0 | 0 | 0 | 0 | 0 | 687.9725 | 5.206 | 5.206 | -0.21307 | -0.21307 | 439.22 | 46539.848 | 3612.193
SVE19 | SVE | 2018-19 | 0 | 1.062 | 0 | 8.666 | 0 | 0 | 0 | 0 | 757.2387 | 0 | 0 | 6.53 | 6.53 | 425.6318 | 46658.928 | 3635.7182
SVE20 | SVE | 2019-20 | 0 | 5.0429 | 0 | 10.7387 | 0 | 0 | 0 | 0 | 799.0685 | 0 | 0 | 6.38 | 6.38 | 421.5874 | 46778.008 | 3655.5675
SVE21 | SVE | 2020-21 | 0 | 11.524 | 0 | 7.847 | 0 | 0 | 0 | 0.92113 | 575.0657 | 0 | 0 | 2.06 | 2.06 | 421.5874 | 46897.088 | 3675.8078
SVE22 | SVE | 2021-22 | 0 | 17.173 | 0 | 7.847 | 0 | 0 | 0 | 0.92113 | 631.1286 | 0 | 0 | 19.57 | 19.57 | 406.5674 | 47016.168 | 3697.5566
SVE23 | SVE | 2022-23 | 0 | 22.867 | 0 | 4.949 | 0 | 0 | 0 | 0.92113 | 643.4347 | 0 | 0 | 29.0004 | 29.0004 | 384.8469 | 47135.248 | 3720.7211
SVE24 | SVE | 2023-24 | 0 | 29.83 | 0 | 4.949 | 0 | 0 | 0 | 0.92113 | 635.4116 | 0 | 0 | 35.0604 | 35.0604 | 359.9765 | 47254.328 | 3744.3013
SVE25 | SVE | 2024-25 | 0 | 35.206 | 0 | 6.398 | 0 | 0 | 0 | 0.92113 | 630.7635 | 0 | 0 | 17.9204 | 17.9204 | 357.2561 | 47373.408 | 3768.2953
HDD12 | HDD | 2011-12 | 0 | 0 | 0 | 0 | 0 | 0 | 0 | 0 | 0 | 0 | 0 | 0 | 0 | 0 | 0 | 0
HDD13 | HDD | 2012-13 | 0 | 0 | 0 | 0 | 0 | 0 | 0 | 0 | 0 | 0 | 0 | 0 | 0 | 0 | 0 | 0
HDD14 | HDD | 2013-14 | 0 | 0 | 0 | 0 | 0 | 0 | 0 | 0 | 0 | 0 | 0 | 0 | 0 | 0 | 0 | 0
HDD15 | HDD | 2014-15 | 0 | 0 | 0 | 0 | 0 | 0 | 0 | 0 | 0 | 0 | 0 | 0 | 0 | 0 | 0 | 0
HDD16 | HDD | 2015-16 | 0 | 0 | 0 | 0 | 0 | 0 | 0 | 0 | 0 | 0 | 0 | 0 | 0 | 0 | 0 | 0
HDD17 | HDD | 2016-17 | 0 | 0 | 0 | 0 | 0 | 0 | 0 | 0 | 0 | 0 | 0 | 0 | 0 | 0 | 0 | 0
HDD18 | HDD | 2017-18 | 0 | 0 | 0 | 0.12432 | 0 | 0 | 0 | 0 | 28.8835 | 0 | 0 | 0 | 0 | 14.6199 | 2626.6138 | 104.868
HDD19 | HDD | 2018-19 | 0 | 0 | 0 | 0.057292 | 0 | 0 | 0 | 0 | 31.6394 | 0 | 0 | 0 | 0 | 14.5657 | 2637.3138 | 105.212
HDD20 | HDD | 2019-20 | 0 | 0 | 0 | 0.09266 | 0 | 0 | 0 | 0 | 24.7939 | 0 | 0 | 0 | 0 | 14.5124 | 2648.0138 | 105.556
HDD21 | HDD | 2020-21 | 0 | 0 | 0 | 0 | 0 | 0 | 0 | 0 | 27.46 | 0 | 0 | 0.43661 | 0.43661 | 14.0761 | 2658.7138 | 105.908
HDD22 | HDD | 2021-22 | 0 | 0 | 0 | 0 | 0 | 0 | 0 | 0 | 27.121 | 0 | 0 | 0.43563 | 0.43563 | 13.6408 | 2669.4138 | 106.2881
HDD23 | HDD | 2022-23 | 0 | 0 | 0 | 0 | 0 | 0 | 0 | 0 | 26.327 | 0 | 0 | 0.43563 | 0.43563 | 13.2054 | 2680.1138 | 106.6951
HDD24 | HDD | 2023-24 | 0 | 0 | 0 | 0 | 0 | 0 | 0 | 0 | 25.742 | 0 | 0 | 0.43562 | 0.43562 | 12.7701 | 2690.8138 | 107.1102
HDD25 | HDD | 2024-25 | 0 | 0 | 0 | 0 | 0 | 0 | 0 | 0 | 26.044 | 0 | 0 | 0.43562 | 0.43562 | 12.3347 | 2701.5138 | 107.5332
|  |  |  | 1001.343 |  | 1527.55 |  | 45.0725 |  | 304.2321 | 66767.8566 | 309.096 | 243.606 | 1032.8963 | 1122.0971 | 23965.3234 | 2836822.7192 | 218940.7267

## Data_Override
Data Override
|  |  | CAPEX |  |  |  | OPEX
|  |  | Expenditure line 1 | Expenditure line 2 | Expenditure line 3 | Expenditure line 4 | Expenditure line 1 | Expenditure line 2 | Expenditure line 3 | Expenditure line 4 | Water totex | Cost driver 1 | Cost driver 2 | Cost driver 3 | Cost driver 4 | Additional driver 1 | Additional driver 2 | Additional driver 3
|  | Included in Sum var1? | Y | Y | Y | Y | Y | Y | Y | Y |  | Y | Y | Y | Y
|  | Included in Sum var2? | N | N | N | N | N | N | N | N |  | N | N | N | N
codecombine | companycode | financialyear | C_W3007SCAW_PR19CA001 | C_W3008SCAW_PR19CA001 | C_W3007DCAW_PR19CA001 | C_W3008DCAW_PR19CA001 | C_W3007SCAW_PR19CA001 | C_W3008SCAW_PR19CA001 | C_W3007DCAW_PR19CA001 | C_W3008DCAW_PR19CA001 | C_W3026TECAW_PR19CA001 | W3007SO | W3008SO | W3007DO | W3008DO | BN2345 | BN1100 | BN1001
Combination of company and year | Company unique code | Financial year | £m 2017-18 prices, Capex Supply side enhancements to the supply/demand balance (dry year critical / peak conditions) | £m 2017-18 prices, Capex Supply side enhancements to the supply/demand balance (dry year annual average conditions) | £m 2017-18 prices, Capex Demand side enhancements to the supply/demand balance (dry year critical / peak conditions) | £m 2017-18 prices, Capex Demand side enhancements to the supply/demand balance (dry year annual average conditions) | Enhancement expenditure by purpose ~ operating - Supply side enhancements to the supply/demand balance (dry year critical / peak conditions) - Total | Enhancement expenditure by purpose ~ operating - Supply side enhancements to the supply/demand balance (dry year annual average conditions) - Total | Enhancement expenditure by purpose ~ operating - Demand side enhancements to the supply/demand balance (dry year critical / peak conditions) - Total | Enhancement expenditure by purpose ~ operating - Demand side enhancements to the supply/demand balance (dry year annual average conditions) - Total | #REF! | Ml/d, Total supply side enhancements to the supply demand balance (dry year critical / peak conditions) | Ml/d, Total supply side enhancements to the supply demand balance (dry year annual average conditions) | Ml/d, Total demand side enhancements to the supply demand balance (dry year critical / peak conditions) | Ml/d, Total demand side enhancements to the supply demand balance (dry year annual average conditions) | Water delivered: total leakage | Total length of mains on 31 March of report year. | DG2 denominator: Total number of properties (domestic and non-domestic) connected for water supply at end of year. | Override Comments
ANH12 | ANH | 2011-12
ANH13 | ANH | 2012-13
ANH14 | ANH | 2013-14
ANH15 | ANH | 2014-15
ANH16 | ANH | 2015-16
ANH17 | ANH | 2016-17
ANH18 | ANH | 2017-18
ANH19 | ANH | 2018-19
ANH20 | ANH | 2019-20
ANH21 | ANH | 2020-21 |  | 12.4385 |  | 34.6866 | [12 empty] | Numbers updated to reflect the revised table WS2 provided in response to query ANH-DD-CE-004, see file 'IAP07 ANH-DD-CE-004 WS1 WS1a WS2 WS2a updated 3_5_19'. Note this only impacts DYAA capex expenditure for supply and demand side, other figures are unchanged from the April 2019 submission.
ANH22 | ANH | 2021-22 |  | 15.7747 |  | 33.8925 | [12 empty] | Numbers updated to reflect the revised table WS2 provided in response to query ANH-DD-CE-004, see file 'IAP07 ANH-DD-CE-004 WS1 WS1a WS2 WS2a updated 3_5_19'. Note this only impacts DYAA capex expenditure for supply and demand side, other figures are unchanged from the April 2019 submission.
ANH23 | ANH | 2022-23 |  | 12.965 |  | 34.9091 | [12 empty] | Numbers updated to reflect the revised table WS2 provided in response to query ANH-DD-CE-004, see file 'IAP07 ANH-DD-CE-004 WS1 WS1a WS2 WS2a updated 3_5_19'. Note this only impacts DYAA capex expenditure for supply and demand side, other figures are unchanged from the April 2019 submission.
ANH24 | ANH | 2023-24 |  | 12.3281 |  | 34.0117 | [12 empty] | Numbers updated to reflect the revised table WS2 provided in response to query ANH-DD-CE-004, see file 'IAP07 ANH-DD-CE-004 WS1 WS1a WS2 WS2a updated 3_5_19'. Note this only impacts DYAA capex expenditure for supply and demand side, other figures are unchanged from the April 2019 submission.
ANH25 | ANH | 2024-25 |  | 11.3454 |  | 31.4944 | [12 empty] | Numbers updated to reflect the revised table WS2 provided in response to query ANH-DD-CE-004, see file 'IAP07 ANH-DD-CE-004 WS1 WS1a WS2 WS2a updated 3_5_19'. Note this only impacts DYAA capex expenditure for supply and demand side, other figures are unchanged from the April 2019 submission.
NES12 | NES | 2011-12
NES13 | NES | 2012-13
NES14 | NES | 2013-14
NES15 | NES | 2014-15
NES16 | NES | 2015-16
NES17 | NES | 2016-17
NES18 | NES | 2017-18
NES19 | NES | 2018-19
NES20 | NES | 2019-20
NES21 | NES | 2020-21
NES22 | NES | 2021-22
NES23 | NES | 2022-23
NES24 | NES | 2023-24
NES25 | NES | 2024-25
NWT12 | NWT | 2011-12
NWT13 | NWT | 2012-13
NWT14 | NWT | 2013-14
NWT15 | NWT | 2014-15
NWT16 | NWT | 2015-16
NWT17 | NWT | 2016-17
NWT18 | NWT | 2017-18
NWT19 | NWT | 2018-19
NWT20 | NWT | 2019-20
NWT21 | NWT | 2020-21 |  |  |  |  | 0.026 | [11 empty] | 0.909m is removed from value to rebase opex to 1 April 2020 (0.909 is 0.949 in 2017-18 prices)
NWT22 | NWT | 2021-22 |  |  |  |  | 0.027 | [11 empty] | 0.909m is removed from value to rebase opex to 1 April 2020 (0.909 is 0.949 in 2017-18 prices)
NWT23 | NWT | 2022-23 |  |  |  |  | 0.033 | [11 empty] | 0.909m is removed from value to rebase opex to 1 April 2020 (0.909 is 0.949 in 2017-18 prices)
NWT24 | NWT | 2023-24 |  |  |  |  | 0.039 | [11 empty] | 0.909m is removed from value to rebase opex to 1 April 2020 (0.909 is 0.949 in 2017-18 prices)
NWT25 | NWT | 2024-25 |  |  |  |  | 0.046 | [11 empty] | 0.909m is removed from value to rebase opex to 1 April 2020 (0.909 is 0.949 in 2017-18 prices)
SRN12 | SRN | 2011-12
SRN13 | SRN | 2012-13
SRN14 | SRN | 2013-14
SRN15 | SRN | 2014-15
SRN16 | SRN | 2015-16
SRN17 | SRN | 2016-17
SRN18 | SRN | 2017-18
SRN19 | SRN | 2018-19
SRN20 | SRN | 2019-20
SRN21 | SRN | 2020-21
SRN22 | SRN | 2021-22
SRN23 | SRN | 2022-23
SRN24 | SRN | 2023-24
SRN25 | SRN | 2024-25
SVT12 | SVT | 2011-12
SVT13 | SVT | 2012-13
SVT14 | SVT | 2013-14
SVT15 | SVT | 2014-15
SVT16 | SVT | 2015-16
SVT17 | SVT | 2016-17
SVT18 | SVT | 2017-18
SVT19 | SVT | 2018-19
SVT20 | SVT | 2019-20
SVT21 | SVT | 2020-21
SVT22 | SVT | 2021-22
SVT23 | SVT | 2022-23
SVT24 | SVT | 2023-24
SVT25 | SVT | 2024-25
SWT12 | SWT | 2011-12
SWT13 | SWT | 2012-13
SWT14 | SWT | 2013-14
SWT15 | SWT | 2014-15
SWT16 | SWT | 2015-16
SWT17 | SWT | 2016-17
SWT18 | SWT | 2017-18
SWT19 | SWT | 2018-19
SWT20 | SWT | 2019-20
SWT21 | SWT | 2020-21
SWT22 | SWT | 2021-22
SWT23 | SWT | 2022-23
SWT24 | SWT | 2023-24
SWT25 | SWT | 2024-25
SWB17 | SWB | 2016-17
SWB18 | SWB | 2017-18
SWB19 | SWB | 2018-19
SWB20 | SWB | 2019-20
SWB21 | SWB | 2020-21
SWB22 | SWB | 2021-22
SWB23 | SWB | 2022-23
SWB24 | SWB | 2023-24
SWB25 | SWB | 2024-25
TMS12 | TMS | 2011-12
TMS13 | TMS | 2012-13
TMS14 | TMS | 2013-14
TMS15 | TMS | 2014-15
TMS16 | TMS | 2015-16
TMS17 | TMS | 2016-17
TMS18 | TMS | 2017-18
TMS19 | TMS | 2018-19
TMS20 | TMS | 2019-20
TMS21 | TMS | 2020-21 |  | 0.14217 | [14 empty] | Adjustment made for 20.627m associated with the SESRO reservoir development that is added in a new freeform line. Revised tables provided in response to query TMS-DD-CE-003
TMS22 | TMS | 2021-22 |  | 2.854 | [14 empty] | Adjustment made for 20.627m associated with the SESRO reservoir development that is added in a new freeform line. Revised tables provided in response to query TMS-DD-CE-003
TMS23 | TMS | 2022-23 |  | 12.2789 | [14 empty] | Adjustment made for 20.627m associated with the SESRO reservoir development that is added in a new freeform line. Revised tables provided in response to query TMS-DD-CE-003
TMS24 | TMS | 2023-24 |  | 11.2979 | [14 empty] | Adjustment made for 20.627m associated with the SESRO reservoir development that is added in a new freeform line. Revised tables provided in response to query TMS-DD-CE-003
TMS25 | TMS | 2024-25 |  | 9.9156 | [14 empty] | Adjustment made for 20.627m associated with the SESRO reservoir development that is added in a new freeform line. Revised tables provided in response to query TMS-DD-CE-003
WSH12 | WSH | 2011-12
WSH13 | WSH | 2012-13
WSH14 | WSH | 2013-14
WSH15 | WSH | 2014-15
WSH16 | WSH | 2015-16
WSH17 | WSH | 2016-17
WSH18 | WSH | 2017-18
WSH19 | WSH | 2018-19
WSH20 | WSH | 2019-20
WSH21 | WSH | 2020-21
WSH22 | WSH | 2021-22
WSH23 | WSH | 2022-23
WSH24 | WSH | 2023-24
WSH25 | WSH | 2024-25
WSX12 | WSX | 2011-12
WSX13 | WSX | 2012-13
WSX14 | WSX | 2013-14
WSX15 | WSX | 2014-15
WSX16 | WSX | 2015-16
WSX17 | WSX | 2016-17
WSX18 | WSX | 2017-18
WSX19 | WSX | 2018-19
WSX20 | WSX | 2019-20
WSX21 | WSX | 2020-21
WSX22 | WSX | 2021-22
WSX23 | WSX | 2022-23
WSX24 | WSX | 2023-24
WSX25 | WSX | 2024-25
YKY12 | YKY | 2011-12
YKY13 | YKY | 2012-13
YKY14 | YKY | 2013-14
YKY15 | YKY | 2014-15
YKY16 | YKY | 2015-16
YKY17 | YKY | 2016-17
YKY18 | YKY | 2017-18
YKY19 | YKY | 2018-19
YKY20 | YKY | 2019-20
YKY21 | YKY | 2020-21
YKY22 | YKY | 2021-22
YKY23 | YKY | 2022-23
YKY24 | YKY | 2023-24
YKY25 | YKY | 2024-25
AFW12 | AFW | 2011-12
AFW13 | AFW | 2012-13
AFW14 | AFW | 2013-14
AFW15 | AFW | 2014-15
AFW16 | AFW | 2015-16
AFW17 | AFW | 2016-17
AFW18 | AFW | 2017-18
AFW19 | AFW | 2018-19
AFW20 | AFW | 2019-20 | [13 empty] | 162.2 |  |  | Wn2 BN2345 data overridden by App2 Line 5 WRMP total leakage data
AFW21 | AFW | 2020-21 | [13 empty] | 156.2 |  |  | Wn2 BN2345 data overridden by App2 Line 5 WRMP total leakage data
AFW22 | AFW | 2021-22 | [13 empty] | 150.2 |  |  | Wn2 BN2345 data overridden by App2 Line 5 WRMP total leakage data
AFW23 | AFW | 2022-23 | [13 empty] | 144.2 |  |  | Wn2 BN2345 data overridden by App2 Line 5 WRMP total leakage data
AFW24 | AFW | 2023-24 | [13 empty] | 138.2 |  |  | Wn2 BN2345 data overridden by App2 Line 5 WRMP total leakage data
AFW25 | AFW | 2024-25 | [13 empty] | 132.2 |  |  | Wn2 BN2345 data overridden by App2 Line 5 WRMP total leakage data
BRL12 | BRL | 2011-12
BRL13 | BRL | 2012-13
BRL14 | BRL | 2013-14
BRL15 | BRL | 2014-15
BRL16 | BRL | 2015-16
BRL17 | BRL | 2016-17
BRL18 | BRL | 2017-18
BRL19 | BRL | 2018-19
BRL20 | BRL | 2019-20
BRL21 | BRL | 2020-21
BRL22 | BRL | 2021-22
BRL23 | BRL | 2022-23
BRL24 | BRL | 2023-24
BRL25 | BRL | 2024-25
BWH12 | BWH | 2011-12
BWH13 | BWH | 2012-13
BWH14 | BWH | 2013-14
BWH15 | BWH | 2014-15
BWH16 | BWH | 2015-16
BWH17 | BWH | 2016-17
BWH18 | BWH | 2017-18
BWH19 | BWH | 2018-19
BWH20 | BWH | 2019-20
BWH21 | BWH | 2020-21
BWH22 | BWH | 2021-22
BWH23 | BWH | 2022-23
BWH24 | BWH | 2023-24
BWH25 | BWH | 2024-25
DVW12 | DVW | 2011-12
DVW13 | DVW | 2012-13
DVW14 | DVW | 2013-14
DVW15 | DVW | 2014-15
DVW16 | DVW | 2015-16
DVW17 | DVW | 2016-17
DVW18 | DVW | 2017-18
DVW19 | DVW | 2018-19
DVW20 | DVW | 2019-20
DVW21 | DVW | 2020-21
DVW22 | DVW | 2021-22
DVW23 | DVW | 2022-23
DVW24 | DVW | 2023-24
DVW25 | DVW | 2024-25
PRT12 | PRT | 2011-12
PRT13 | PRT | 2012-13
PRT14 | PRT | 2013-14
PRT15 | PRT | 2014-15
PRT16 | PRT | 2015-16
PRT17 | PRT | 2016-17
PRT18 | PRT | 2017-18
PRT19 | PRT | 2018-19
PRT20 | PRT | 2019-20
PRT21 | PRT | 2020-21 |  | 0 | [14 empty] | The costs related to Havant Thicket, £65.486m have been removed from the DYAA supply side capex line because they are included in a separate price control, FM_CAC_HVT separate control. Profile from query response PRT-DD-CE-002.
PRT22 | PRT | 2021-22 |  | 0 | [14 empty] | The costs related to Havant Thicket, £65.486m have been removed from the DYAA supply side capex line because they are included in a separate price control, FM_CAC_HVT separate control. Profile from query response PRT-DD-CE-002.
PRT23 | PRT | 2022-23 |  | 1.445 | [14 empty] | The costs related to Havant Thicket, £65.486m have been removed from the DYAA supply side capex line because they are included in a separate price control, FM_CAC_HVT separate control. Profile from query response PRT-DD-CE-002.
PRT24 | PRT | 2023-24 |  | 1.209 | [14 empty] | The costs related to Havant Thicket, £65.486m have been removed from the DYAA supply side capex line because they are included in a separate price control, FM_CAC_HVT separate control. Profile from query response PRT-DD-CE-002.
PRT25 | PRT | 2024-25 |  | 0 | [14 empty] | The costs related to Havant Thicket, £65.486m have been removed from the DYAA supply side capex line because they are included in a separate price control, FM_CAC_HVT separate control. Profile from query response PRT-DD-CE-002.
SES12 | SES | 2011-12
SES13 | SES | 2012-13
SES14 | SES | 2013-14
SES15 | SES | 2014-15
SES16 | SES | 2015-16
SES17 | SES | 2016-17
SES18 | SES | 2017-18
SES19 | SES | 2018-19
SES20 | SES | 2019-20
SES21 | SES | 2020-21
SES22 | SES | 2021-22
SES23 | SES | 2022-23
SES24 | SES | 2023-24
SES25 | SES | 2024-25
SEW12 | SEW | 2011-12
SEW13 | SEW | 2012-13
SEW14 | SEW | 2013-14
SEW15 | SEW | 2014-15
SEW16 | SEW | 2015-16
SEW17 | SEW | 2016-17
SEW18 | SEW | 2017-18
SEW19 | SEW | 2018-19
SEW20 | SEW | 2019-20
SEW21 | SEW | 2020-21
SEW22 | SEW | 2021-22
SEW23 | SEW | 2022-23
SEW24 | SEW | 2023-24
SEW25 | SEW | 2024-25 | [10 empty] | 0 | [5 empty] | Supply DYAA benefit override as understood to be the same benefit as DYCP benefit in the previous year
SSC12 | SSC | 2011-12
SSC13 | SSC | 2012-13
SSC14 | SSC | 2013-14
SSC15 | SSC | 2014-15
SSC16 | SSC | 2015-16
SSC17 | SSC | 2016-17
SSC18 | SSC | 2017-18
SSC19 | SSC | 2018-19
SSC20 | SSC | 2019-20
SSC21 | SSC | 2020-21 | [9 empty] | 2.3 | 2.3 | 5.59 | 5.59 |  |  |  | SSC identify in the response to query SSC-DD-CE-002 that the corrections to WS4 lines 2 to 5 resulting from the query SSC-IAP-CA-003 in September 2018 have not been incorporated in the company's April submission. Therefore correction added here in accordance with query SSC-DD-CE-002 response.
SSC22 | SSC | 2021-22 | [9 empty] | 0 | 0 | 4.62 | 4.62 |  |  |  | SSC identify in the response to query SSC-DD-CE-002 that the corrections to WS4 lines 2 to 5 resulting from the query SSC-IAP-CA-003 in September 2018 have not been incorporated in the company's April submission. Therefore correction added here in accordance with query SSC-DD-CE-002 response.
SSC23 | SSC | 2022-23 | [9 empty] | 0 | 0 | 4.62 | 4.62 |  |  |  | SSC identify in the response to query SSC-DD-CE-002 that the corrections to WS4 lines 2 to 5 resulting from the query SSC-IAP-CA-003 in September 2018 have not been incorporated in the company's April submission. Therefore correction added here in accordance with query SSC-DD-CE-002 response.
SSC24 | SSC | 2023-24 | [9 empty] | 3.92 | 3.92 | 4.63 | 4.63 |  |  |  | SSC identify in the response to query SSC-DD-CE-002 that the corrections to WS4 lines 2 to 5 resulting from the query SSC-IAP-CA-003 in September 2018 have not been incorporated in the company's April submission. Therefore correction added here in accordance with query SSC-DD-CE-002 response.
SSC25 | SSC | 2024-25 | [9 empty] | 0 | 0 | 4.64 | 4.64 |  |  |  | SSC identify in the response to query SSC-DD-CE-002 that the corrections to WS4 lines 2 to 5 resulting from the query SSC-IAP-CA-003 in September 2018 have not been incorporated in the company's April submission. Therefore correction added here in accordance with query SSC-DD-CE-002 response.
SVE12 | SVE | 2011-12
SVE13 | SVE | 2012-13
SVE14 | SVE | 2013-14
SVE15 | SVE | 2014-15
SVE16 | SVE | 2015-16
SVE17 | SVE | 2016-17
SVE18 | SVE | 2017-18
SVE19 | SVE | 2018-19
SVE20 | SVE | 2019-20
SVE21 | SVE | 2020-21
SVE22 | SVE | 2021-22
SVE23 | SVE | 2022-23
SVE24 | SVE | 2023-24
SVE25 | SVE | 2024-25
HDD12 | HDD | 2011-12
HDD13 | HDD | 2012-13
HDD14 | HDD | 2013-14
HDD15 | HDD | 2014-15
HDD16 | HDD | 2015-16
HDD17 | HDD | 2016-17
HDD18 | HDD | 2017-18
HDD19 | HDD | 2018-19
HDD20 | HDD | 2019-20
HDD21 | HDD | 2020-21
HDD22 | HDD | 2021-22
HDD23 | HDD | 2022-23
HDD24 | HDD | 2023-24
HDD25 | HDD | 2024-25

## Data_Final
Data Final
|  |  |  | CAPEX | [5 empty] | OPEX
|  |  |  | Expenditure line 1 | Expenditure line 2 | Expenditure line 3 | Expenditure line 4 | Sum expenditure1 | Sum expenditure2 | Expenditure line 1 | Expenditure line 2 | Expenditure line 3 | Expenditure line 4 | Sum expenditure1 | Sum expenditure2 | Water totex | Cost driver 1 | Cost driver 2 | Cost driver 3 | Cost driver 4 | Max driver1 | Max driver2 | Additional driver 1 | Additional driver 2 | Additional driver 3
|  | Included in Sum var1? |  | Y | Y | N | N | - | - | Y | Y | N | N | - | - |  | Y | Y | Y | Y | -
|  | Included in Sum var2? |  | N | N | Y | Y | - | - | N | N | Y | Y | - | - |  | N | N | N | N | -
codecombine | companycode | financialyear |  | C_W3007SCAW_PR19CA001 | C_W3008SCAW_PR19CA001 | C_W3007DCAW_PR19CA001 | C_W3008DCAW_PR19CA001 | Sum expenditure1 | Sum expenditure2 | C_W3007SCAW_PR19CA001 | C_W3008SCAW_PR19CA001 | C_W3007DCAW_PR19CA001 | C_W3008DCAW_PR19CA001 | Sum expenditure1 | Sum expenditure2 | C_W3026TECAW_PR19CA001 | W3007SO | W3008SO | W3007DO | W3008DO | Sum MAX driver1 | Sum MAX driver2 | BN2345 | BN1100 | BN1001
Combination of company and year | Company unique code | Financial year |  | £m 2017-18 prices, Capex Supply side enhancements to the supply/demand balance (dry year critical / peak conditions) | £m 2017-18 prices, Capex Supply side enhancements to the supply/demand balance (dry year annual average conditions) | £m 2017-18 prices, Capex Demand side enhancements to the supply/demand balance (dry year critical / peak conditions) | £m 2017-18 prices, Capex Demand side enhancements to the supply/demand balance (dry year annual average conditions) | Capex Supply side enhancements to the supply/demand balance (dry year critical / peak conditions) & Capex Supply side enhancements to the supply/demand balance (dry year annual average conditions) | Capex Demand side enhancements to the supply/demand balance (dry year critical / peak conditions) & Capex Demand side enhancements to the supply/demand balance (dry year annual average conditions) | Enhancement expenditure by purpose ~ operating - Supply side enhancements to the supply/demand balance (dry year critical / peak conditions) - Total | Enhancement expenditure by purpose ~ operating - Supply side enhancements to the supply/demand balance (dry year annual average conditions) - Total | Enhancement expenditure by purpose ~ operating - Demand side enhancements to the supply/demand balance (dry year critical / peak conditions) - Total | Enhancement expenditure by purpose ~ operating - Demand side enhancements to the supply/demand balance (dry year annual average conditions) - Total | Supply side Opex DYAA and DYCP | Demand-side Opex DYAA & DYCP | #REF! | Ml/d, Total supply side enhancements to the supply demand balance (dry year critical / peak conditions) | Ml/d, Total supply side enhancements to the supply demand balance (dry year annual average conditions) | Ml/d, Total demand side enhancements to the supply demand balance (dry year critical / peak conditions) | Ml/d, Total demand side enhancements to the supply demand balance (dry year annual average conditions) | MAX of DYCP and DYAA Supply-side driver | MAX of DYC and DYAA Demand-side Driver | Water delivered: total leakage | Total length of mains on 31 March of report year. | DG2 denominator: Total number of properties (domestic and non-domestic) connected for water supply at end of year.
ANH12 | ANH | 2011-12 | 12 | 0 | 11.1083 | 0 | 10.9251 | 11.1083 | 10.9251 | 0 | 0 | 0 | 0 | 0 | 0 | 369.5998 | 0 | 0 | 0 | 0 | 0 | 0 | 0 | 0 | 0
ANH13 | ANH | 2012-13 | 13 | 0 | 27.86 | 0 | 21.7798 | 27.86 | 21.7798 | 0 | 0 | 0 | 0 | 0 | 0 | 393.9067 | 0 | 0 | 0 | 0 | 0 | 0 | 0 | 0 | 0
ANH14 | ANH | 2013-14 | 14 | 0 | 22.0571 | 0 | 24.89 | 22.0571 | 24.89 | 0 | 0 | 0 | 0 | 0 | 0 | 354.537 | 0 | 0 | 0 | 0 | 0 | 0 | 0 | 0 | 0
ANH15 | ANH | 2014-15 | 15 | 0 | 29.414 | 0 | 31.7638 | 29.414 | 31.7638 | 0 | 0 | 0 | 0 | 0 | 0 | 370.2469 | 0 | 0 | 0 | 0 | 0 | 0 | 0 | 0 | 0
ANH16 | ANH | 2015-16 | 16 | 0 | 4.7143 | 0 | 6.5696 | 4.7143 | 6.5696 | 0 | 0 | 0 | 0 | 0 | 0 | 327.6219 | 0 | 0 | 0 | 0 | 0 | 0 | 0 | 0 | 0
ANH17 | ANH | 2016-17 | 17 | 0 | 7.6791 | 0 | 8.4963 | 7.6791 | 8.4963 | 0 | 0 | 0 | 0 | 0 | 0 | 375.7071 | 0 | 0 | 0 | 0 | 0 | 0 | 0 | 0 | 0
ANH18 | ANH | 2017-18 | 18 | 0 | 13.368 | 0 | 6.609 | 13.368 | 6.609 | 0 | 0 | 0 | 0.101 | 0 | 0.101 | 399.9078 | 0 | 0 | 6.25 | 5.85 | 0 | 6.25 | 182.66 | 38420 | 2195.719
ANH19 | ANH | 2018-19 | 19 | 0 | 18.0082 | 0 | 10.1674 | 18.0082 | 10.1674 | 0 | 0.197 | 0 | -0.002 | 0.197 | -0.002 | 442.6981 | 0 | 0 | 8.27 | 8.01 | 0 | 8.27 | 177 | 38631 | 2215.017
ANH20 | ANH | 2019-20 | 20 | 0 | 3.6456 | 0 | 5.2976 | 3.6456 | 5.2976 | 0 | 0.297 | 0 | 0.178 | 0.297 | 0.178 | 397.8529 | 0 | 0 | 7.48 | 7.22 | 0 | 7.48 | 172 | 38853 | 2238.029
ANH21 | ANH | 2020-21 | 21 | 0 | 12.4385 | 0 | 34.6866 | 12.4385 | 34.6866 | 0 | 0.019723 | 0 | 21.127 | 0.019723 | 21.127 | 494.8537 | 0 | 0 | 11.62 | 11.55 | 0 | 11.62 | 170.11 | 39072 | 2270.271
ANH22 | ANH | 2021-22 | 22 | 0 | 15.7747 | 0 | 33.8925 | 15.7747 | 33.8925 | 0 | 0.15332 | 0 | 9.1697 | 0.15332 | 9.1697 | 569.1626 | 0 | 0 | 10.95 | 10.88 | 0 | 10.95 | 163.44 | 39272 | 2306.347
ANH23 | ANH | 2022-23 | 23 | 0 | 12.965 | 0 | 34.9091 | 12.965 | 34.9091 | 0 | 0.26483 | 0 | 11.3713 | 0.26483 | 11.3713 | 614.4832 | 0 | 0 | 11.64 | 11.56 | 0 | 11.64 | 156.29 | 39449 | 2344.165
ANH24 | ANH | 2023-24 | 24 | 0 | 12.3281 | 0 | 34.0117 | 12.3281 | 34.0117 | 0 | 0.30753 | 0 | 13.6194 | 0.30753 | 13.6194 | 601.174 | 0 | 0 | 11.67 | 11.46 | 0 | 11.67 | 149.15 | 39619 | 2381.817
ANH25 | ANH | 2024-25 | 25 | 0 | 11.3454 | 0 | 31.4944 | 11.3454 | 31.4944 | 0 | 0.34781 | 0 | 14.3255 | 0.34781 | 14.3255 | 466.5721 | 6 | 6 | 10.37 | 10.3 | 6 | 10.37 | 142.24 | 40161 | 2416.46
NES12 | NES | 2011-12 | 12 | 0 | 54.6465 | 0 | 0.66746 | 54.6465 | 0.66746 | 0 | 0 | 0 | 0 | 0 | 0 | 334.7369 | 0 | 0 | 0 | 0 | 0 | 0 | 0 | 0 | 0
NES13 | NES | 2012-13 | 13 | 0 | 18.4288 | 0 | 1.0164 | 18.4288 | 1.0164 | 0 | 0 | 0 | 0 | 0 | 0 | 301.2122 | 0 | 0 | 0 | 0 | 0 | 0 | 0 | 0 | 0
NES14 | NES | 2013-14 | 14 | 0 | 5.9169 | 0 | 0.012684 | 5.9169 | 0.012684 | 0 | 0 | 0 | 0 | 0 | 0 | 287.3082 | 0 | 0 | 0 | 0 | 0 | 0 | 0 | 0 | 0
NES15 | NES | 2014-15 | 15 | 0 | 7.2996 | 0 | 0 | 7.2996 | 0 | 0 | 0 | 0 | 0 | 0 | 0 | 277.2513 | 0 | 0 | 0 | 0 | 0 | 0 | 0 | 0 | 0
NES16 | NES | 2015-16 | 16 | 0 | 1.1694 | 0 | 0 | 1.1694 | 0 | 0 | 0 | 0 | 0 | 0 | 0 | 291.5084 | 0 | 0 | 0 | 0 | 0 | 0 | 0 | 0 | 0
NES17 | NES | 2016-17 | 17 | 0 | 0.32843 | 0 | 0 | 0.32843 | 0 | 0 | 0 | 0 | 0 | 0 | 0 | 284.6257 | 0 | 0 | 0 | 0 | 0 | 0 | 0 | 0 | 0
NES18 | NES | 2017-18 | 18 | 0 | 0.289 | 0 | 0 | 0.289 | 0 | 0 | 0 | 0 | 0 | 0 | 0 | 344.341 | 0 | 0 | 7.77 | 7.77 | 0 | 7.77 | 203.21 | 25912 | 2018.673
NES19 | NES | 2018-19 | 19 | 0 | 0.15282 | 0 | 0 | 0.15282 | 0 | 0 | 0 | 0 | 0 | 0 | 0 | 367.7514 | 0 | 0 | 7.44 | 7.44 | 0 | 7.44 | 201.11 | 26018 | 2044.036
NES20 | NES | 2019-20 | 20 | 0 | 0.088382 | 0 | 0 | 0.088382 | 0 | 0 | 0 | 0 | 0 | 0 | 0 | 334.5254 | 0 | 0 | 7.92 | 7.92 | 0 | 7.92 | 201.11 | 26132 | 2061.067
NES21 | NES | 2020-21 | 21 | 0 | 0 | 0 | 0 | 0 | 0 | 0 | 0 | 0 | 0 | 0 | 0 | 348.078 | 0 | 0 | 16.25 | 16.25 | 0 | 16.25 | 194.76 | 26217 | 2078.647
NES22 | NES | 2021-22 | 22 | 0 | 0 | 0 | 0 | 0 | 0 | 0 | 0 | 0 | 0 | 0 | 0 | 368.717 | 0 | 0 | 30.9 | 30.9 | 0 | 30.9 | 188.42 | 26367 | 2096.015
NES23 | NES | 2022-23 | 23 | 0 | 0 | 0 | 0 | 0 | 0 | 0 | 0 | 0 | 0 | 0 | 0 | 360.499 | 0 | 0 | 31.3 | 31.3 | 0 | 31.3 | 182.07 | 26509 | 2112.839
NES24 | NES | 2023-24 | 24 | 0 | 0 | 0 | 0 | 0 | 0 | 0 | 0 | 0 | 0 | 0 | 0 | 337.229 | 0 | 0 | 30.78 | 30.78 | 0 | 30.78 | 175.72 | 26662 | 2129.025
NES25 | NES | 2024-25 | 25 | 0 | 0 | 0 | 0 | 0 | 0 | 0 | 0 | 0 | 0 | 0 | 0 | 311.733 | 0 | 0 | 30.47 | 30.47 | 0 | 30.47 | 169.38 | 26821 | 2145.379
NWT12 | NWT | 2011-12 | 12 | 3.9837 | 0 | 6.6309 | 0 | 3.9837 | 6.6309 | 0 | 0 | 0 | 0 | 0 | 0 | 531.2972 | 0 | 0 | 0 | 0 | 0 | 0 | 0 | 0 | 0
NWT13 | NWT | 2012-13 | 13 | 0.40805 | 0 | 12.7683 | 0 | 0.40805 | 12.7683 | 0 | 0 | 0 | 0 | 0 | 0 | 554.3658 | 0 | 0 | 0 | 0 | 0 | 0 | 0 | 0 | 0
NWT14 | NWT | 2013-14 | 14 | 1.3872 | 0 | 4.8186 | 0 | 1.3872 | 4.8186 | 0 | 0 | 0 | 0 | 0 | 0 | 550.9866 | 0 | 0 | 0 | 0 | 0 | 0 | 0 | 0 | 0
NWT15 | NWT | 2014-15 | 15 | 5.6391 | 0 | 3.385 | 0 | 5.6391 | 3.385 | 0 | 0 | 0 | 0 | 0 | 0 | 545.1088 | 0 | 0 | 0 | 0 | 0 | 0 | 0 | 0 | 0
NWT16 | NWT | 2015-16 | 16 | 22.4041 | 0 | 13.1282 | 0 | 22.4041 | 13.1282 | 0 | 0 | 0 | 0 | 0 | 0 | 549.5249 | 0 | 0 | 0 | 0 | 0 | 0 | 0 | 0 | 0
NWT17 | NWT | 2016-17 | 17 | 1.921 | 0 | 47.9967 | 0 | 1.921 | 47.9967 | 0 | 0 | 0 | 0 | 0 | 0 | 612.8371 | 0 | 0 | 0 | 0 | 0 | 0 | 0 | 0 | 0
NWT18 | NWT | 2017-18 | 18 | 0.80758 | 0 | 80.2621 | 0 | 0.80758 | 80.2621 | 0.87566 | 0 | 0 | 0 | 0.87566 | 0 | 601.4976 | 3 | 3 | 0 | 0 | 3 | 0 | 453.52 | 42102.8779 | 3313.187
NWT19 | NWT | 2018-19 | 19 | 0.35548 | 0 | 94.3673 | 0 | 0.35548 | 94.3673 | 0.90742 | 0 | 0 | 0 | 0.90742 | 0 | 621.8529 | 0 | 0 | 0 | 0 | 0 | 0 | 448.23 | 42261.9571 | 3333.583
NWT20 | NWT | 2019-20 | 20 | 0 | 0 | 47.5335 | 0 | 0 | 47.5335 | 0.94893 | 0 | 0 | 0 | 0.94893 | 0 | 528.1722 | 0 | 0 | 0 | 0 | 0 | 0 | 448.23 | 42376.0196 | 3353.7589
NWT21 | NWT | 2020-21 | 21 | 0 | 0 | 27.2402 | 0 | 0 | 27.2402 | 0.026 | 0 | 0 | 0.2058 | 0.026 | 0.2058 | 546.9142 | 0 | 0 | 0 | 0 | 0 | 0 | 448.23 | 42481.1439 | 3375.8827
NWT22 | NWT | 2021-22 | 22 | 0 | 0 | 22.2804 | 0 | 0 | 22.2804 | 0.027 | 0 | 0 | 0.20681 | 0.027 | 0.20681 | 511.026 | 0 | 0 | 8.9345 | 8.9345 | 0 | 8.9345 | 439.27 | 42549.2921 | 3399.5661
NWT23 | NWT | 2022-23 | 23 | 0 | 0 | 0.48 | 0 | 0 | 0.48 | 0.033 | 0 | 0 | 0.20732 | 0.033 | 0.20732 | 491.8832 | 0 | 0 | 8.97 | 8.97 | 0 | 8.97 | 430.3 | 42646.8921 | 3423.795
NWT24 | NWT | 2023-24 | 24 | 0 | 0 | 0 | 0 | 0 | 0 | 0.039 | 0 | 0 | 0.20732 | 0.039 | 0.20732 | 466.2618 | 0 | 0 | 13.45 | 13.45 | 0 | 13.45 | 416.85 | 42744.5921 | 3449.1104
NWT25 | NWT | 2024-25 | 25 | 0 | 0 | 0 | 0 | 0 | 0 | 0.046 | 0 | 0 | 0.20732 | 0.046 | 0.20732 | 461.4183 | 0 | 0 | 35.85 | 35.85 | 0 | 35.85 | 381 | 42842.2921 | 3475.5024
SRN12 | SRN | 2011-12 | 12 | 0 | 0.50722 | 0 | 32.6281 | 0.50722 | 32.6281 | 0 | 0 | 0 | 0 | 0 | 0 | 208.0852 | 0 | 0 | 0 | 0 | 0 | 0 | 0 | 0 | 0
SRN13 | SRN | 2012-13 | 13 | 0 | 1.488 | 0 | 33.9647 | 1.488 | 33.9647 | 0 | 0 | 0 | 0 | 0 | 0 | 162.4407 | 0 | 0 | 0 | 0 | 0 | 0 | 0 | 0 | 0
SRN14 | SRN | 2013-14 | 14 | 0 | 0.80646 | 0 | 30.0854 | 0.80646 | 30.0854 | 0 | 0 | 0 | 0 | 0 | 0 | 158.0999 | 0 | 0 | 0 | 0 | 0 | 0 | 0 | 0 | 0
SRN15 | SRN | 2014-15 | 15 | 0 | 0.2853 | 0 | 25.7749 | 0.2853 | 25.7749 | 0 | 0 | 0 | 0 | 0 | 0 | 150.6366 | 0 | 0 | 0 | 0 | 0 | 0 | 0 | 0 | 0
SRN16 | SRN | 2015-16 | 16 | 0.75639 | 0.1904 | 0 | 16.8019 | 0.94679 | 16.8019 | 0 | 0 | 0 | 0 | 0 | 0 | 132.0083 | 0 | 0 | 0 | 0 | 0 | 0 | 0 | 0 | 0
SRN17 | SRN | 2016-17 | 17 | 4.3815 | 0.99761 | 0 | 3.2946 | 5.3791 | 3.2946 | 0 | 0 | 0 | 0 | 0 | 0 | 165.5298 | 0 | 0 | 0 | 0 | 0 | 0 | 0 | 0 | 0
SRN18 | SRN | 2017-18 | 18 | 2.128 | 1.764 | 0 | 0 | 3.892 | 0 | 0.006 | 0 | 0 | 0 | 0.006 | 0 | 227.072 | 4.7 | 4.7 | 0.24 | 0.24 | 4.7 | 0.24 | 102.64 | 13905 | 1114.16
SRN19 | SRN | 2018-19 | 19 | -0.0087974 | 0.73409 | 0 | 2.7164 | 0.7253 | 2.7164 | 0.18 | 0 | 0 | 0 | 0.18 | 0 | 212.6489 | 31 | 22 | 0.24 | 0.24 | 31 | 0.24 | 107.2 | 13940 | 1121.889
SRN20 | SRN | 2019-20 | 20 | 0 | 2.173 | 0 | 3.4568 | 2.173 | 3.4568 | 0.279 | 0 | 0 | 0 | 0.279 | 0 | 211.2972 | 7 | 8 | 1.97 | 1.97 | 8 | 1.97 | 105.4 | 13975 | 1129.319
SRN21 | SRN | 2020-21 | 21 | 4.099 | 13.492 | 0 | 5.084 | 17.591 | 5.084 | 0.2 | 0 | 0 | 7.282 | 0.2 | 7.282 | 238.969 | 0 | 0 | 15.28 | 10.15 | 0 | 15.28 | 102.3 | 14017 | 1143.215
SRN22 | SRN | 2021-22 | 22 | 3.799 | 12.164 | 0 | 5.469 | 15.963 | 5.469 | 0.2 | 0 | 0 | 7.282 | 0.2 | 7.282 | 240.008 | 23 | 20.1 | 5.68 | 5.29 | 23 | 5.68 | 99.1 | 14059 | 1156.473
SRN23 | SRN | 2022-23 | 23 | 4.721 | 16.593 | 0 | 6.238 | 21.314 | 6.238 | 0.2 | 0 | 0 | 7.282 | 0.2 | 7.282 | 219.66 | 33.68 | 31.62 | 4.51 | 4.13 | 33.68 | 4.51 | 95.9 | 14101 | 1169.369
SRN24 | SRN | 2023-24 | 24 | 7.852 | 32.426 | 0 | 7.971 | 40.278 | 7.971 | 0.2 | 0 | 0 | 7.282 | 0.2 | 7.282 | 201.802 | 15 | 8.7 | 6.67 | 6.19 | 15 | 6.67 | 92.7 | 14143 | 1182.151
SRN25 | SRN | 2024-25 | 25 | 11.367 | 50.09 | 0 | 8.356 | 61.457 | 8.356 | 0.2 | 0 | 0 | 7.282 | 0.2 | 7.282 | 217.626 | 12.12 | 12.12 | 5.54 | 5.14 | 12.12 | 5.54 | 89.6 | 14185 | 1194.283
SVT12 | SVT | 2011-12 | 12 | 0 | 4.2489 | 0 | 0 | 4.2489 | 0 | 0 | 0 | 0 | 0 | 0 | 0 | 518.0027 | 0 | 0 | 0 | 0 | 0 | 0 | 0 | 0 | 0
SVT13 | SVT | 2012-13 | 13 | 0 | 2.2453 | 0 | 0 | 2.2453 | 0 | 0 | 0 | 0 | 0 | 0 | 0 | 557.0869 | 0 | 0 | 0 | 0 | 0 | 0 | 0 | 0 | 0
SVT14 | SVT | 2013-14 | 14 | 0 | 3.2748 | 0 | 0 | 3.2748 | 0 | 0 | 0 | 0 | 0 | 0 | 0 | 583.1486 | 0 | 0 | 0 | 0 | 0 | 0 | 0 | 0 | 0
SVT15 | SVT | 2014-15 | 15 | 0 | 11.3391 | 0 | 0 | 11.3391 | 0 | 0 | 0 | 0 | 0 | 0 | 0 | 611.9245 | 0 | 0 | 0 | 0 | 0 | 0 | 0 | 0 | 0
SVT16 | SVT | 2015-16 | 16 | 0 | 5.0366 | 0 | 0 | 5.0366 | 0 | 0 | 0 | 0 | 0 | 0 | 0 | 587.1872 | 0 | 0 | 0 | 0 | 0 | 0 | 0 | 0 | 0
SVT17 | SVT | 2016-17 | 17 | 0 | 5.2626 | 0 | 0 | 5.2626 | 0 | 0 | 0 | 0 | 0 | 0 | 0 | 609.9451 | 0 | 0 | 0 | 0 | 0 | 0 | 0 | 0 | 0
SVT18 | SVT | 2017-18 | 18 | 0 | 1.13 | 0 | 0 | 1.13 | 0 | 0 | 0 | 0 | 0 | 0 | 0 | 683.786 | 5.21 | 5.21 | 1.65 | 1.65 | 5.21 | 1.65 | 442.52 | 47151.4 | 3588.716
SVT19 | SVT | 2018-19 | 19 | 0 | 0 | 0 | 0 | 0 | 0 | 0 | 0 | 0 | 0 | 0 | 0 | 0 | 0 | 0 | 0 | 0 | 0 | 0 | 0 | 0 | 0
SVT20 | SVT | 2019-20 | 20 | 0 | 0 | 0 | 0 | 0 | 0 | 0 | 0 | 0 | 0 | 0 | 0 | 0 | 0 | 0 | 0 | 0 | 0 | 0 | 0 | 0 | 0
SVT21 | SVT | 2020-21 | 21 | 0 | 0 | 0 | 0 | 0 | 0 | 0 | 0 | 0 | 0 | 0 | 0 | 0 | 0 | 0 | 0 | 0 | 0 | 0 | 0 | 0 | 0
SVT22 | SVT | 2021-22 | 22 | 0 | 0 | 0 | 0 | 0 | 0 | 0 | 0 | 0 | 0 | 0 | 0 | 0 | 0 | 0 | 0 | 0 | 0 | 0 | 0 | 0 | 0
SVT23 | SVT | 2022-23 | 23 | 0 | 0 | 0 | 0 | 0 | 0 | 0 | 0 | 0 | 0 | 0 | 0 | 0 | 0 | 0 | 0 | 0 | 0 | 0 | 0 | 0 | 0
SVT24 | SVT | 2023-24 | 24 | 0 | 0 | 0 | 0 | 0 | 0 | 0 | 0 | 0 | 0 | 0 | 0 | 0 | 0 | 0 | 0 | 0 | 0 | 0 | 0 | 0 | 0
SVT25 | SVT | 2024-25 | 25 | 0 | 0 | 0 | 0 | 0 | 0 | 0 | 0 | 0 | 0 | 0 | 0 | 0 | 0 | 0 | 0 | 0 | 0 | 0 | 0 | 0 | 0
SWT12 | SWT | 2011-12 | 12 | 0 | 0.053043 | 0 | 0 | 0.053043 | 0 | 0 | 0 | 0 | 0 | 0 | 0 | 140.7011 | 0 | 0 | 0 | 0 | 0 | 0 | 0 | 0 | 0
SWT13 | SWT | 2012-13 | 13 | 0 | 0.031292 | 0 | 0 | 0.031292 | 0 | 0 | 0 | 0 | 0 | 0 | 0 | 113.3753 | 0 | 0 | 0 | 0 | 0 | 0 | 0 | 0 | 0
SWT14 | SWT | 2013-14 | 14 | 0 | 0.0021139 | 0 | 0 | 0.0021139 | 0 | 0 | 0 | 0 | 0 | 0 | 0 | 129.4919 | 0 | 0 | 0 | 0 | 0 | 0 | 0 | 0 | 0
SWT15 | SWT | 2014-15 | 15 | 0 | 0 | 0 | 0 | 0 | 0 | 0 | 0 | 0 | 0 | 0 | 0 | 130.1755 | 0 | 0 | 0 | 0 | 0 | 0 | 0 | 0 | 0
SWT16 | SWT | 2015-16 | 16 | 0 | 0 | 0 | 0 | 0 | 0 | 0 | 0 | 0 | 0 | 0 | 0 | 128.9304 | 0 | 0 | 0 | 0 | 0 | 0 | 0 | 0 | 0
SWT17 | SWT | 2016-17 | 17 | 0 | 0 | 0 | 0 | 0 | 0 | 0 | 0 | 0 | 0 | 0 | 0 | 0 | 0 | 0 | 0 | 0 | 0 | 0 | 0 | 0 | 0
SWT18 | SWT | 2017-18 | 18 | 0 | 0 | 0 | 0 | 0 | 0 | 0 | 0 | 0 | 0 | 0 | 0 | 0 | 0 | 0 | 0 | 0 | 0 | 0 | 0 | 0 | 0
SWT19 | SWT | 2018-19 | 19 | 0 | 0 | 0 | 0 | 0 | 0 | 0 | 0 | 0 | 0 | 0 | 0 | 0 | 0 | 0 | 0 | 0 | 0 | 0 | 0 | 0 | 0
SWT20 | SWT | 2019-20 | 20 | 0 | 0 | 0 | 0 | 0 | 0 | 0 | 0 | 0 | 0 | 0 | 0 | 0 | 0 | 0 | 0 | 0 | 0 | 0 | 0 | 0 | 0
SWT21 | SWT | 2020-21 | 21 | 0 | 0 | 0 | 0 | 0 | 0 | 0 | 0 | 0 | 0 | 0 | 0 | 0 | 0 | 0 | 0 | 0 | 0 | 0 | 0 | 0 | 0
SWT22 | SWT | 2021-22 | 22 | 0 | 0 | 0 | 0 | 0 | 0 | 0 | 0 | 0 | 0 | 0 | 0 | 0 | 0 | 0 | 0 | 0 | 0 | 0 | 0 | 0 | 0
SWT23 | SWT | 2022-23 | 23 | 0 | 0 | 0 | 0 | 0 | 0 | 0 | 0 | 0 | 0 | 0 | 0 | 0 | 0 | 0 | 0 | 0 | 0 | 0 | 0 | 0 | 0
SWT24 | SWT | 2023-24 | 24 | 0 | 0 | 0 | 0 | 0 | 0 | 0 | 0 | 0 | 0 | 0 | 0 | 0 | 0 | 0 | 0 | 0 | 0 | 0 | 0 | 0 | 0
SWT25 | SWT | 2024-25 | 25 | 0 | 0 | 0 | 0 | 0 | 0 | 0 | 0 | 0 | 0 | 0 | 0 | 0 | 0 | 0 | 0 | 0 | 0 | 0 | 0 | 0 | 0
SWB17 | SWB | 2016-17 | 17 | 0 | 0 | 0 | 0 | 0 | 0 | 0 | 0 | 0 | 0 | 0 | 0 | 171.9259 | 0 | 0 | 0 | 0 | 0 | 0 | 0 | 0 | 0
SWB18 | SWB | 2017-18 | 18 | 0 | 0.059 | 0 | 0 | 0.059 | 0 | 0 | 0 | 0 | 0 | 0 | 0 | 175.102 | 0 | 0 | 0 | 0 | 0 | 0 | 102.46 | 18233 | 1044.365
SWB19 | SWB | 2018-19 | 19 | 0 | 0 | 0 | 0 | 0 | 0 | 0 | 0 | 0 | 0 | 0 | 0 | 146.7962 | 0 | 0 | 7.06 | 7.06 | 0 | 7.06 | 117.53 | 18288 | 1054.403
SWB20 | SWB | 2019-20 | 20 | 0 | 0 | 0 | 0 | 0 | 0 | 0 | 0 | 0 | 0 | 0 | 0 | 138.7275 | 0 | 0 | 1.33 | 1.33 | 0 | 1.33 | 116.2 | 18337 | 1063.811
SWB21 | SWB | 2020-21 | 21 | 0 | 0 | 0 | 0.9 | 0 | 0.9 | 0 | 0 | 0 | 0.04 | 0 | 0.04 | 164.926 | 0 | 0 | 7.6 | 7.6 | 0 | 7.6 | 114.3 | 18386 | 1073.17
SWB22 | SWB | 2021-22 | 22 | 0 | 0 | 0 | 0.9 | 0 | 0.9 | 0 | 0 | 0 | 0.04 | 0 | 0.04 | 179.669 | 0 | 0 | 5.63 | 5.63 | 0 | 5.63 | 110.77 | 18435 | 1082.443
SWB23 | SWB | 2022-23 | 23 | 0 | 0 | 0 | 0.644 | 0 | 0.644 | 0 | 0 | 0 | 0.04 | 0 | 0.04 | 192.194 | 0 | 0 | 5.54 | 5.54 | 0 | 5.54 | 107.23 | 18492 | 1091.662
SWB24 | SWB | 2023-24 | 24 | 0 | 0 | 0 | 0.644 | 0 | 0.644 | 0 | 0 | 0 | 0.04 | 0 | 0.04 | 181.702 | 0 | 0 | 5.66 | 5.66 | 0 | 5.66 | 103.7 | 18543 | 1100.864
SWB25 | SWB | 2024-25 | 25 | 0 | 0 | 0 | 0.644 | 0 | 0.644 | 0 | 0 | 0 | 0.04 | 0 | 0.04 | 175.761 | 0 | 0 | 5.51 | 5.51 | 0 | 5.51 | 100.16 | 18592 | 1109.943
TMS12 | TMS | 2011-12 | 12 | 0.10973 | 0.6421 | 4.0477 | 1.1854 | 0.75183 | 5.2331 | 0 | 0 | 0 | 0 | 0 | 0 | 655.6572 | 0 | 0 | 0 | 0 | 0 | 0 | 0 | 0 | 0
TMS13 | TMS | 2012-13 | 13 | 0.5701 | 0.41455 | 3.4282 | 1.2459 | 0.98464 | 4.6741 | 0 | 0 | 0 | 0 | 0 | 0 | 618.3888 | 0 | 0 | 0 | 0 | 0 | 0 | 0 | 0 | 0
TMS14 | TMS | 2013-14 | 14 | 1.8094 | 1.827 | 12.0049 | 7.0316 | 3.6364 | 19.0366 | 0 | 0 | 0 | 0 | 0 | 0 | 634.9723 | 0 | 0 | 0 | 0 | 0 | 0 | 0 | 0 | 0
TMS15 | TMS | 2014-15 | 15 | -0.009132 | 1.9875 | 12.9029 | 14.7398 | 1.9783 | 27.6427 | 0 | 0 | 0 | 0 | 0 | 0 | 682.7605 | 0 | 0 | 0 | 0 | 0 | 0 | 0 | 0 | 0
TMS16 | TMS | 2015-16 | 16 | 0.14249 | 0.53799 | 19.3004 | 23.0638 | 0.68048 | 42.3642 | 0 | 0 | 0 | 0 | 0 | 0 | 747.529 | 0 | 0 | 0 | 0 | 0 | 0 | 0 | 0 | 0
TMS17 | TMS | 2016-17 | 17 | 0.088995 | 3.715 | 11.0386 | 5.7074 | 3.8039 | 16.746 | 0 | 0 | 0 | 0 | 0 | 0 | 849.161 | 0 | 0 | 0 | 0 | 0 | 0 | 0 | 0 | 0
TMS18 | TMS | 2017-18 | 18 | 0.015494 | 1.4569 | 11.3538 | 5.5408 | 1.4723 | 16.8946 | 0.57205 | 4.3946 | 0.37579 | 10.1635 | 4.9666 | 10.5393 | 895.282 | 0 | 0 | 8.71 | 4.25 | 0 | 8.71 | 694.65 | 31460.6 | 3826.422
TMS19 | TMS | 2018-19 | 19 | -0.13296 | -0.18881 | 0.012365 | 1.1984 | -0.32177 | 1.2108 | 0.1573 | 4.8935 | 0.1959 | 8.315 | 5.0508 | 8.5109 | 960.4243 | 0 | 0 | -5.37 | -5.47 | 0 | -5.37 | 760.8 | 31623.818 | 3998.4686
TMS20 | TMS | 2019-20 | 20 | 0.0071408 | 0 | 26.8147 | 38.7192 | 0.0071408 | 65.5339 | 0.20525 | 4.6147 | 0.28451 | 9.1773 | 4.8199 | 9.4618 | 1024.5945 | 0 | 0 | 103.88 | 103.78 | 0 | 103.88 | 674.6 | 31772.2903 | 4047.031
TMS21 | TMS | 2020-21 | 21 | 0 | 0.14217 | 0.94418 | 13.7395 | 0.14217 | 14.6836 | 0 | 2.65 | 3.5836 | 11.692 | 2.65 | 15.2756 | 1009.8378 | 21 | 21 | 56.5069 | 56.119 | 21 | 56.5069 | 623.12 | 31915.88 | 4094.735
TMS22 | TMS | 2021-22 | 22 | 0 | 2.854 | 0.88951 | 23.4394 | 2.854 | 24.3289 | 0 | 3.0979 | 3.5836 | 11.692 | 3.0979 | 15.2756 | 1101.9036 | 0 | 0 | 35.1253 | 34.2048 | 0 | 35.1253 | 603.51 | 32051.7489 | 4139.8743
TMS23 | TMS | 2022-23 | 23 | 0 | 12.2789 | 0.82389 | 30.0311 | 12.2789 | 30.855 | 0 | 3.753 | 3.5836 | 11.692 | 3.753 | 15.2756 | 1077.4233 | 0 | 0 | 39.3484 | 38.372 | 0 | 39.3484 | 580.8553 | 32182.0691 | 4181.8306
TMS24 | TMS | 2023-24 | 24 | 0.60226 | 11.2979 | 0.82389 | 26.9715 | 11.9002 | 27.7954 | 0 | 1.5101 | 3.5836 | 11.692 | 1.5101 | 15.2756 | 1033.9695 | 0 | 0 | 38.8102 | 37.8894 | 0 | 38.8102 | 558.2153 | 32304.7813 | 4222.5989
TMS25 | TMS | 2024-25 | 25 | 1.8245 | 9.9156 | 0.82936 | 23.8604 | 11.7401 | 24.6898 | 0 | 1.723 | 3.5836 | 11.692 | 1.723 | 15.2756 | 997.9188 | 17.6 | 17.6 | 32.9878 | 32.094 | 17.6 | 32.9878 | 540.2997 | 32467.1545 | 4262.5683
WSH12 | WSH | 2011-12 | 12 | 0 | 0 | 0 | 0 | 0 | 0 | 0 | 0 | 0 | 0 | 0 | 0 | 273.9076 | 0 | 0 | 0 | 0 | 0 | 0 | 0 | 0 | 0
WSH13 | WSH | 2012-13 | 13 | 0 | 0 | 0 | 0 | 0 | 0 | 0 | 0 | 0 | 0 | 0 | 0 | 296.8508 | 0 | 0 | 0 | 0 | 0 | 0 | 0 | 0 | 0
WSH14 | WSH | 2013-14 | 14 | 0 | 0 | 0 | 0 | 0 | 0 | 0 | 0 | 0 | 0 | 0 | 0 | 299.6694 | 0 | 0 | 0 | 0 | 0 | 0 | 0 | 0 | 0
WSH15 | WSH | 2014-15 | 15 | 0 | 0 | 0 | 0 | 0 | 0 | 0 | 0 | 0 | 0 | 0 | 0 | 330.2704 | 0 | 0 | 0 | 0 | 0 | 0 | 0 | 0 | 0
WSH16 | WSH | 2015-16 | 16 | 0 | 0 | 0 | 0 | 0 | 0 | 0 | 0 | 0 | 0 | 0 | 0 | 238.9135 | 0 | 0 | 0 | 0 | 0 | 0 | 0 | 0 | 0
WSH17 | WSH | 2016-17 | 17 | 0 | 0 | 0 | 0 | 0 | 0 | 0 | 0 | 0 | 0 | 0 | 0 | 320.2603 | 0 | 0 | 0 | 0 | 0 | 0 | 0 | 0 | 0
WSH18 | WSH | 2017-18 | 18 | 0.298 | 0.298 | 0.262 | 0.262 | 0.596 | 0.524 | 0 | 0 | 0 | 0 | 0 | 0 | 354.3857 | 0 | 0 | 0 | 0 | 0 | 0 | 172.85 | 27597 | 1433.501
WSH19 | WSH | 2018-19 | 19 | 0.24561 | 0.24561 | 0.2154 | 0.2154 | 0.49123 | 0.4308 | 0 | 0 | 0 | 0 | 0 | 0 | 342.0294 | 0 | 0 | 0 | 0 | 0 | 0 | 170.88 | 27692 | 1438.892
WSH20 | WSH | 2019-20 | 20 | 0.26391 | 0.26391 | 0.23247 | 0.23247 | 0.52782 | 0.46494 | 0 | 0 | 0 | 0 | 0 | 0 | 300.7342 | 0 | 0 | 0 | 0 | 0 | 0 | 169 | 27786 | 1447.454
WSH21 | WSH | 2020-21 | 21 | 0 | 1.815 | 0 | 0 | 1.815 | 0 | 0 | 0.236 | 0 | 0 | 0.236 | 0 | 338.873 | 0 | 0 | 0 | 0 | 0 | 0 | 163.8 | 27827 | 1456.235
WSH22 | WSH | 2021-22 | 22 | 0 | 8.378 | 0 | 0 | 8.378 | 0 | 0 | 0.234 | 0 | 0 | 0.234 | 0 | 347.164 | 0 | 0 | 0 | 0 | 0 | 0 | 158.6 | 27872 | 1465.168
WSH23 | WSH | 2022-23 | 23 | 0 | 8.461 | 0 | 0 | 8.461 | 0 | 0 | 0.232 | 0 | 0 | 0.232 | 0 | 338.818 | 3.98 | 3.42 | 0 | 0 | 3.98 | 0 | 153.4 | 27913 | 1474.25
WSH24 | WSH | 2023-24 | 24 | 0 | 5.903 | 0 | 0 | 5.903 | 0 | 0 | 0.229 | 0 | 0 | 0.229 | 0 | 324.732 | 0.56 | 0.39 | 0 | 0 | 0.56 | 0 | 148.2 | 27968 | 1483.37
WSH25 | WSH | 2024-25 | 25 | 0 | 2.127 | 0 | 0 | 2.127 | 0 | 0 | 0.228 | 0 | 0 | 0.228 | 0 | 316.383 | 0.56 | 0.4 | 0 | 0 | 0.56 | 0 | 143 | 28037 | 1492.524
WSX12 | WSX | 2011-12 | 12 | 0.0044203 | 0 | 0 | 0 | 0.0044203 | 0 | 0 | 0 | 0 | 0 | 0 | 0 | 160.1115 | 0 | 0 | 0 | 0 | 0 | 0 | 0 | 0 | 0
WSX13 | WSX | 2012-13 | 13 | 0.020502 | 0 | 0 | 0 | 0.020502 | 0 | 0 | 0 | 0 | 0 | 0 | 0 | 176.2073 | 0 | 0 | 0 | 0 | 0 | 0 | 0 | 0 | 0
WSX14 | WSX | 2013-14 | 14 | 0.0073987 | 0 | 0 | 0 | 0.0073987 | 0 | 0 | 0 | 0 | 0 | 0 | 0 | 161.725 | 0 | 0 | 0 | 0 | 0 | 0 | 0 | 0 | 0
WSX15 | WSX | 2014-15 | 15 | 0 | 0 | 0 | 0 | 0 | 0 | 0 | 0 | 0 | 0 | 0 | 0 | 155.7696 | 0 | 0 | 0 | 0 | 0 | 0 | 0 | 0 | 0
WSX16 | WSX | 2015-16 | 16 | 0 | 0 | 0 | 0 | 0 | 0 | 0 | 0 | 0 | 0 | 0 | 0 | 161.7977 | 0 | 0 | 0 | 0 | 0 | 0 | 0 | 0 | 0
WSX17 | WSX | 2016-17 | 17 | 0 | 0 | 0 | 0 | 0 | 0 | 0 | 0 | 0 | 0 | 0 | 0 | 157.5438 | 0 | 0 | 0 | 0 | 0 | 0 | 0 | 0 | 0
WSX18 | WSX | 2017-18 | 18 | 0 | 0 | -2.0475e-06 | 0.0057548 | 0 | 0.0057527 | 0 | 0 | 0 | 0 | 0 | 0 | 135.1825 | 0 | 0 | 2.34 | 2.34 | 0 | 2.34 | 79.66 | 11935.02 | 615.408
WSX19 | WSX | 2018-19 | 19 | 0 | 0 | 0 | 0.05731 | 0 | 0.05731 | 0 | 0 | 0 | 0 | 0 | 0 | 135.5478 | 0 | 0 | 2.36 | 2.2462 | 0 | 2.36 | 78.8897 | 11980.0161 | 623.314
WSX20 | WSX | 2019-20 | 20 | 0 | 0 | 0 | 0.055995 | 0 | 0.055995 | 0 | 0 | 0 | 0 | 0 | 0 | 145.6387 | 0 | 0 | 2.05 | 1.9496 | 0 | 2.05 | 78.1577 | 12025.0161 | 629.671
WSX21 | WSX | 2020-21 | 21 | 0 | 3.9697 | 0 | 0.57012 | 3.9697 | 0.57012 | 0 | 0.37 | 0 | 0 | 0.37 | 0 | 134.2655 | 0 | 0 | 3.87 | 3.7785 | 0 | 3.87 | 75.813 | 12070.0161 | 636.075
WSX22 | WSX | 2021-22 | 22 | 0 | 3.9697 | 0 | 0.57012 | 3.9697 | 0.57012 | 0 | 0.73 | 0 | 0 | 0.73 | 0 | 125.5988 | 0 | 0 | 3.83 | 3.742 | 0 | 3.83 | 73.4682 | 12115.0161 | 642.428
WSX23 | WSX | 2022-23 | 23 | 0 | 3.9697 | 0 | 0.57012 | 3.9697 | 0.57012 | 0 | 1.1 | 0 | 0 | 1.1 | 0 | 144.2895 | 0 | 0 | 3.79 | 3.7093 | 0 | 3.79 | 71.1235 | 12160.0161 | 648.56
WSX24 | WSX | 2023-24 | 24 | 0 | 3.9697 | 0 | 0.57012 | 3.9697 | 0.57012 | 0 | 1.46 | 0 | 0 | 1.46 | 0 | 125.3448 | 0 | 0 | 3.75 | 3.6802 | 0 | 3.75 | 68.7788 | 12205.0161 | 654.467
WSX25 | WSX | 2024-25 | 25 | 0 | 3.9697 | 0 | 0.57012 | 3.9697 | 0.57012 | 0 | 1.83 | 0 | 0 | 1.83 | 0 | 120.5543 | 0 | 0 | 3.72 | 3.6542 | 0 | 3.72 | 66.434 | 12250.0161 | 660.203
YKY12 | YKY | 2011-12 | 12 | 0 | 0 | 0 | 0 | 0 | 0 | 0 | 0 | 0 | 0 | 0 | 0 | 390.8034 | 0 | 0 | 0 | 0 | 0 | 0 | 0 | 0 | 0
YKY13 | YKY | 2012-13 | 13 | 0 | 0 | 0 | 0 | 0 | 0 | 0 | 0 | 0 | 0 | 0 | 0 | 309.4734 | 0 | 0 | 0 | 0 | 0 | 0 | 0 | 0 | 0
YKY14 | YKY | 2013-14 | 14 | 0 | 0 | 0 | 0 | 0 | 0 | 0 | 0 | 0 | 0 | 0 | 0 | 263.5993 | 0 | 0 | 0 | 0 | 0 | 0 | 0 | 0 | 0
YKY15 | YKY | 2014-15 | 15 | 0 | 0 | 0 | 0 | 0 | 0 | 0 | 0 | 0 | 0 | 0 | 0 | 271.3183 | 0 | 0 | 0 | 0 | 0 | 0 | 0 | 0 | 0
YKY16 | YKY | 2015-16 | 16 | 0 | 0 | 0 | 0 | 0 | 0 | 0 | 0 | 0 | 0 | 0 | 0 | 295.5084 | 0 | 0 | 0 | 0 | 0 | 0 | 0 | 0 | 0
YKY17 | YKY | 2016-17 | 17 | 0 | 0 | 0 | 0 | 0 | 0 | 0 | 0 | 0 | 0 | 0 | 0 | 337.3085 | 0 | 0 | 0 | 0 | 0 | 0 | 0 | 0 | 0
YKY18 | YKY | 2017-18 | 18 | 0 | 0 | 0 | 0 | 0 | 0 | 0 | 0 | 0 | 0 | 0 | 0 | 369.595 | 0 | 0 | 0 | 0 | 0 | 0 | 300.28 | 31693 | 2305.318
YKY19 | YKY | 2018-19 | 19 | 0 | 0 | 0 | 0 | 0 | 0 | 0 | 0 | 0 | 0 | 0 | 0 | 414.498 | 0 | 0 | 0 | 0 | 0 | 0 | 297 | 31793 | 2311.3523
YKY20 | YKY | 2019-20 | 20 | 0 | 0 | 0 | 0 | 0 | 0 | 0 | 0 | 0 | 0 | 0 | 0 | 394.0111 | 0 | 0 | 0 | 28 | 0 | 28 | 269 | 31893 | 2325.4214
YKY21 | YKY | 2020-21 | 21 | 0 | 0.112 | 0 | 0 | 0.112 | 0 | 0 | 0 | 0 | 0 | 0 | 0 | 385.797 | 0 | 0 | 0 | 13.45 | 0 | 13.45 | 255.55 | 32002 | 2347.4078
YKY22 | YKY | 2021-22 | 22 | 0 | 0.097 | 0 | 0 | 0.097 | 0 | 0 | 0 | 0 | 0 | 0 | 0 | 385.065 | 0 | 0 | 0 | 13.45 | 0 | 13.45 | 242.1 | 32111 | 2367.7926
YKY23 | YKY | 2022-23 | 23 | 0 | 0.063 | 0 | 0 | 0.063 | 0 | 0 | 0 | 0 | 0 | 0 | 0 | 393.66 | 0 | 2 | 0 | 13.45 | 2 | 13.45 | 228.65 | 32219 | 2388.278
YKY24 | YKY | 2023-24 | 24 | 0 | 0.047 | 0 | 0 | 0.047 | 0 | 0 | 0 | 0 | 0 | 0 | 0 | 376.679 | 0 | 0 | 0 | 13.45 | 0 | 13.45 | 215.2 | 32328 | 2408.7274
YKY25 | YKY | 2024-25 | 25 | 0 | 0.022 | 0 | 0 | 0.022 | 0 | 0 | 0 | 0 | 0 | 0 | 0 | 345.664 | 0 | 0 | 0 | 13.45 | 0 | 13.45 | 201.75 | 32436 | 2429.2194
AFW12 | AFW | 2011-12 | 12 | 0 | 0 | 0 | 0 | 0 | 0 | 0 | 0 | 0 | 0 | 0 | 0 | 212.9247 | 0 | 0 | 0 | 0 | 0 | 0 | 0 | 0 | 0
AFW13 | AFW | 2012-13 | 13 | 0 | 0 | 0 | 5.8376 | 0 | 5.8376 | 0 | 0 | 0 | 0 | 0 | 0 | 219.3039 | 0 | 0 | 0 | 0 | 0 | 0 | 0 | 0 | 0
AFW14 | AFW | 2013-14 | 14 | 0 | 0 | 0 | 4.5397 | 0 | 4.5397 | 0 | 0 | 0 | 0 | 0 | 0 | 224.1049 | 0 | 0 | 0 | 0 | 0 | 0 | 0 | 0 | 0
AFW15 | AFW | 2014-15 | 15 | 0 | 0 | 0 | 0.020901 | 0 | 0.020901 | 0 | 0 | 0 | 0 | 0 | 0 | 216.4519 | 0 | 0 | 0 | 0 | 0 | 0 | 0 | 0 | 0
AFW16 | AFW | 2015-16 | 16 | 0 | 0 | 0 | 3.9526 | 0 | 3.9526 | 0 | 0 | 0 | 0 | 0 | 0 | 237.3466 | 0 | 0 | 0 | 0 | 0 | 0 | 0 | 0 | 0
AFW17 | AFW | 2016-17 | 17 | 0 | 0 | 1.5251 | 2.1286 | 0 | 3.6538 | 0 | 0 | 0 | 0 | 0 | 0 | 275.8073 | 0 | 0 | 0 | 0 | 0 | 0 | 0 | 0 | 0
AFW18 | AFW | 2017-18 | 18 | 1.195 | 0.722 | 0 | 0 | 1.917 | 0 | 0 | 0 | 0 | 4.648 | 0 | 4.648 | 255.5782 | 5 | 5 | 29.6438 | 29.6438 | 5 | 29.6438 | 172.67 | 16682.8 | 1500.196
AFW19 | AFW | 2018-19 | 19 | 0 | 0 | 0 | 0 | 0 | 0 | 0 | 0 | 0 | 3.184 | 0 | 3.184 | 240.0907 | 8.63 | 1.97 | 15.6794 | 15.6794 | 8.63 | 15.6794 | 200.61 | 16729.8 | 1517.019
AFW20 | AFW | 2019-20 | 20 | 0 | 0 | 0 | 0 | 0 | 0 | 0 | 0 | 0 | 2.879 | 0 | 2.879 | 226.3173 | 0 | 0 | 12.3054 | 12.3054 | 0 | 12.3054 | 162.2 | 16769.8 | 1526.126
AFW21 | AFW | 2020-21 | 21 | 0 | 12.7247 | 0 | 9.08 | 12.7247 | 9.08 | 0 | 0 | 0 | 10.337 | 0 | 10.337 | 287.61 | 2.07 | 2.07 | 11.9793 | 11.9793 | 2.07 | 11.9793 | 156.2 | 16818.8 | 1546.736
AFW22 | AFW | 2021-22 | 22 | 0 | 15.2091 | 0 | 9.08 | 15.2091 | 9.08 | 0 | 0 | 0 | 10.337 | 0 | 10.337 | 290.6915 | 0.14 | 0.14 | 11.3285 | 11.3285 | 0.14 | 11.3285 | 150.2 | 16867.8 | 1563.167
AFW23 | AFW | 2022-23 | 23 | 0 | 7.3027 | 0 | 9.08 | 7.3027 | 9.08 | 0 | 0 | 0 | 10.337 | 0 | 10.337 | 281.3912 | 1.32 | 0.97 | 11.8766 | 11.8766 | 1.32 | 11.8766 | 144.2 | 16916.8 | 1579.609
AFW24 | AFW | 2023-24 | 24 | 0 | 6.2595 | 0 | 9.08 | 6.2595 | 9.08 | 0 | 0 | 0 | 10.337 | 0 | 10.337 | 264.4597 | 5 | 5 | 14.0297 | 14.0297 | 5 | 14.0297 | 138.2 | 16978.8 | 1596.059
AFW25 | AFW | 2024-25 | 25 | 0 | 0 | 0 | 9.08 | 0 | 9.08 | 0 | 0 | 0 | 10.337 | 0 | 10.337 | 241.8721 | 0 | 0 | 9.739 | 9.739 | 0 | 9.739 | 132.2 | 17028 | 1612.517
BRL12 | BRL | 2011-12 | 12 | 0 | 0.59121 | 0 | 4.7695 | 0.59121 | 4.7695 | 0 | 0 | 0 | 0 | 0 | 0 | 106.8552 | 0 | 0 | 0 | 0 | 0 | 0 | 0 | 0 | 0
BRL13 | BRL | 2012-13 | 13 | 0 | 2.4181 | 0 | 5.5268 | 2.4181 | 5.5268 | 0 | 0 | 0 | 0 | 0 | 0 | 136.6866 | 0 | 0 | 0 | 0 | 0 | 0 | 0 | 0 | 0
BRL14 | BRL | 2013-14 | 14 | 0 | 2.8845 | 0 | 5.0555 | 2.8845 | 5.0555 | 0 | 0 | 0 | 0 | 0 | 0 | 124.5262 | 0 | 0 | 0 | 0 | 0 | 0 | 0 | 0 | 0
BRL15 | BRL | 2014-15 | 15 | 0 | 0.46922 | 0 | 3.203 | 0.46922 | 3.203 | 0 | 0 | 0 | 0 | 0 | 0 | 111.4734 | 0 | 0 | 0 | 0 | 0 | 0 | 0 | 0 | 0
BRL16 | BRL | 2015-16 | 16 | 0 | 0.007283 | 0 | 1.7073 | 0.007283 | 1.7073 | 0 | 0 | 0 | 0 | 0 | 0 | 74.0819 | 0 | 0 | 0 | 0 | 0 | 0 | 0 | 0 | 0
BRL17 | BRL | 2016-17 | 17 | 0 | 0 | 0 | 3.1345 | 0 | 3.1345 | 0 | 0 | 0 | 0 | 0 | 0 | 85.1219 | 0 | 0 | 0 | 0 | 0 | 0 | 0 | 0 | 0
BRL18 | BRL | 2017-18 | 18 | 0 | 0 | 0 | 5.404 | 0 | 5.404 | 0 | 0 | 0 | 0 | 0 | 0 | 103.363 | 0 | 0 | 0 | 0.49 | 0 | 0.49 | 46.64 | 6828 | 536.138
BRL19 | BRL | 2018-19 | 19 | 0 | 0.7025 | 0 | 1.9441 | 0.7025 | 1.9441 | 0 | 0 | 0 | 0 | 0 | 0 | 104.8207 | 0 | 0 | 0 | 3.01 | 0 | 3.01 | 44 | 6854 | 542.029
BRL20 | BRL | 2019-20 | 20 | 0 | 2.2848 | 0 | 1.0953 | 2.2848 | 1.0953 | 0 | 0 | 0 | 0 | 0 | 0 | 101.8476 | 0 | 0 | 0 | 1.36 | 0 | 1.36 | 43 | 6880 | 548.095
BRL21 | BRL | 2020-21 | 21 | 0 | 0 | 0 | 0.696 | 0 | 0.696 | 0 | 0 | 0 | 0.148 | 0 | 0.148 | 91.388 | 0 | 0 | 0 | 1.04 | 0 | 1.04 | 42 | 6906 | 554.744
BRL22 | BRL | 2021-22 | 22 | 0 | 0 | 0 | 0.696 | 0 | 0.696 | 0 | 0 | 0 | 0.149 | 0 | 0.149 | 89.27 | 0 | 0 | 0 | 1.04 | 0 | 1.04 | 41 | 6932 | 560.504
BRL23 | BRL | 2022-23 | 23 | 0 | 0 | 0 | 0.696 | 0 | 0.696 | 0 | 0 | 0 | 0.151 | 0 | 0.151 | 89.474 | 0 | 0 | 0 | 1.54 | 0 | 1.54 | 39.5 | 6958 | 566.196
BRL24 | BRL | 2023-24 | 24 | 0 | 0 | 0 | 0.696 | 0 | 0.696 | 0 | 0 | 0 | 0.153 | 0 | 0.153 | 89.114 | 0 | 0 | 0 | 1.54 | 0 | 1.54 | 38 | 6984 | 571.773
BRL25 | BRL | 2024-25 | 25 | 0 | 0 | 0 | 0.696 | 0 | 0.696 | 0 | 0 | 0 | 0.154 | 0 | 0.154 | 89.552 | 0 | 0 | 0 | 1.53 | 0 | 1.53 | 36.5 | 7010 | 577.233
BWH12 | BWH | 2011-12 | 12 | 0 | 0 | 0 | 0 | 0 | 0 | 0 | 0 | 0 | 0 | 0 | 0 | 27.8454 | 0 | 0 | 0 | 0 | 0 | 0 | 0 | 0 | 0
BWH13 | BWH | 2012-13 | 13 | 0 | 0 | 0 | 0 | 0 | 0 | 0 | 0 | 0 | 0 | 0 | 0 | 26.1622 | 0 | 0 | 0 | 0 | 0 | 0 | 0 | 0 | 0
BWH14 | BWH | 2013-14 | 14 | 0 | 0 | 0 | 0 | 0 | 0 | 0 | 0 | 0 | 0 | 0 | 0 | 30.2651 | 0 | 0 | 0 | 0 | 0 | 0 | 0 | 0 | 0
BWH15 | BWH | 2014-15 | 15 | 0 | 0 | 0 | 0 | 0 | 0 | 0 | 0 | 0 | 0 | 0 | 0 | 28.3885 | 0 | 0 | 0 | 0 | 0 | 0 | 0 | 0 | 0
BWH16 | BWH | 2015-16 | 16 | 0 | 0 | 0 | 0.0052022 | 0 | 0.0052022 | 0 | 0 | 0 | 0 | 0 | 0 | 26.0358 | 0 | 0 | 0 | 0 | 0 | 0 | 0 | 0 | 0
BWH17 | BWH | 2016-17 | 17 | 0 | 0 | 0 | 0 | 0 | 0 | 0 | 0 | 0 | 0 | 0 | 0 | 0 | 0 | 0 | 0 | 0 | 0 | 0 | 0 | 0 | 0
BWH18 | BWH | 2017-18 | 18 | 0 | 0 | 0 | 0 | 0 | 0 | 0 | 0 | 0 | 0 | 0 | 0 | 0 | 0 | 0 | 0 | 0 | 0 | 0 | 0 | 0 | 0
BWH19 | BWH | 2018-19 | 19 | 0 | 0 | 0 | 0 | 0 | 0 | 0 | 0 | 0 | 0 | 0 | 0 | 0 | 0 | 0 | 0 | 0 | 0 | 0 | 0 | 0 | 0
BWH20 | BWH | 2019-20 | 20 | 0 | 0 | 0 | 0 | 0 | 0 | 0 | 0 | 0 | 0 | 0 | 0 | 0 | 0 | 0 | 0 | 0 | 0 | 0 | 0 | 0 | 0
BWH21 | BWH | 2020-21 | 21 | 0 | 0 | 0 | 0 | 0 | 0 | 0 | 0 | 0 | 0 | 0 | 0 | 0 | 0 | 0 | 0 | 0 | 0 | 0 | 0 | 0 | 0
BWH22 | BWH | 2021-22 | 22 | 0 | 0 | 0 | 0 | 0 | 0 | 0 | 0 | 0 | 0 | 0 | 0 | 0 | 0 | 0 | 0 | 0 | 0 | 0 | 0 | 0 | 0
BWH23 | BWH | 2022-23 | 23 | 0 | 0 | 0 | 0 | 0 | 0 | 0 | 0 | 0 | 0 | 0 | 0 | 0 | 0 | 0 | 0 | 0 | 0 | 0 | 0 | 0 | 0
BWH24 | BWH | 2023-24 | 24 | 0 | 0 | 0 | 0 | 0 | 0 | 0 | 0 | 0 | 0 | 0 | 0 | 0 | 0 | 0 | 0 | 0 | 0 | 0 | 0 | 0 | 0
BWH25 | BWH | 2024-25 | 25 | 0 | 0 | 0 | 0 | 0 | 0 | 0 | 0 | 0 | 0 | 0 | 0 | 0 | 0 | 0 | 0 | 0 | 0 | 0 | 0 | 0 | 0
DVW12 | DVW | 2011-12 | 12 | 0 | 0 | 0 | 0 | 0 | 0 | 0 | 0 | 0 | 0 | 0 | 0 | 18.4007 | 0 | 0 | 0 | 0 | 0 | 0 | 0 | 0 | 0
DVW13 | DVW | 2012-13 | 13 | 0 | 0 | 0 | 0 | 0 | 0 | 0 | 0 | 0 | 0 | 0 | 0 | 24.2402 | 0 | 0 | 0 | 0 | 0 | 0 | 0 | 0 | 0
DVW14 | DVW | 2013-14 | 14 | 0 | 0 | 0 | 0 | 0 | 0 | 0 | 0 | 0 | 0 | 0 | 0 | 15.9632 | 0 | 0 | 0 | 0 | 0 | 0 | 0 | 0 | 0
DVW15 | DVW | 2014-15 | 15 | 0 | 0 | 0 | 0 | 0 | 0 | 0 | 0 | 0 | 0 | 0 | 0 | 17.1151 | 0 | 0 | 0 | 0 | 0 | 0 | 0 | 0 | 0
DVW16 | DVW | 2015-16 | 16 | 0 | 0 | 0 | 0 | 0 | 0 | 0 | 0 | 0 | 0 | 0 | 0 | 16.9084 | 0 | 0 | 0 | 0 | 0 | 0 | 0 | 0 | 0
DVW17 | DVW | 2016-17 | 17 | 0 | 0 | 0 | 0 | 0 | 0 | 0 | 0 | 0 | 0 | 0 | 0 | 22.0046 | 0 | 0 | 0 | 0 | 0 | 0 | 0 | 0 | 0
DVW18 | DVW | 2017-18 | 18 | 0 | 0 | 0.015 | 0 | 0 | 0.015 | 0 | 0 | 0 | 0 | 0 | 0 | 27.924 | 0 | 0 | 0 | 0 | 0 | 0 | 10.96 | 2015.1 | 127.93
DVW19 | DVW | 2018-19 | 19 | 0 | 0 | 0 | 0 | 0 | 0 | 0 | 0 | 0 | 0 | 0 | 0 | 0 | 0 | 0 | 0 | 0 | 0 | 0 | 0 | 0 | 0
DVW20 | DVW | 2019-20 | 20 | 0 | 0 | 0 | 0 | 0 | 0 | 0 | 0 | 0 | 0 | 0 | 0 | 0 | 0 | 0 | 0 | 0 | 0 | 0 | 0 | 0 | 0
DVW21 | DVW | 2020-21 | 21 | 0 | 0 | 0 | 0 | 0 | 0 | 0 | 0 | 0 | 0 | 0 | 0 | 0 | 0 | 0 | 0 | 0 | 0 | 0 | 0 | 0 | 0
DVW22 | DVW | 2021-22 | 22 | 0 | 0 | 0 | 0 | 0 | 0 | 0 | 0 | 0 | 0 | 0 | 0 | 0 | 0 | 0 | 0 | 0 | 0 | 0 | 0 | 0 | 0
DVW23 | DVW | 2022-23 | 23 | 0 | 0 | 0 | 0 | 0 | 0 | 0 | 0 | 0 | 0 | 0 | 0 | 0 | 0 | 0 | 0 | 0 | 0 | 0 | 0 | 0 | 0
DVW24 | DVW | 2023-24 | 24 | 0 | 0 | 0 | 0 | 0 | 0 | 0 | 0 | 0 | 0 | 0 | 0 | 0 | 0 | 0 | 0 | 0 | 0 | 0 | 0 | 0 | 0
DVW25 | DVW | 2024-25 | 25 | 0 | 0 | 0 | 0 | 0 | 0 | 0 | 0 | 0 | 0 | 0 | 0 | 0 | 0 | 0 | 0 | 0 | 0 | 0 | 0 | 0 | 0
PRT12 | PRT | 2011-12 | 12 | 0 | 0 | 0 | 0 | 0 | 0 | 0 | 0 | 0 | 0 | 0 | 0 | 28.1062 | 0 | 0 | 0 | 0 | 0 | 0 | 0 | 0 | 0
PRT13 | PRT | 2012-13 | 13 | 0 | 0 | 0 | 0 | 0 | 0 | 0 | 0 | 0 | 0 | 0 | 0 | 32.8684 | 0 | 0 | 0 | 0 | 0 | 0 | 0 | 0 | 0
PRT14 | PRT | 2013-14 | 14 | 0 | 0 | 0 | 0 | 0 | 0 | 0 | 0 | 0 | 0 | 0 | 0 | 27.5265 | 0 | 0 | 0 | 0 | 0 | 0 | 0 | 0 | 0
PRT15 | PRT | 2014-15 | 15 | 0 | 0 | 0 | 0 | 0 | 0 | 0 | 0 | 0 | 0 | 0 | 0 | 27.2787 | 0 | 0 | 0 | 0 | 0 | 0 | 0 | 0 | 0
PRT16 | PRT | 2015-16 | 16 | 0 | 0 | 0 | 0 | 0 | 0 | 0 | 0 | 0 | 0 | 0 | 0 | 28.6556 | 0 | 0 | 0 | 0 | 0 | 0 | 0 | 0 | 0
PRT17 | PRT | 2016-17 | 17 | 0 | 0 | 0 | 0 | 0 | 0 | 0 | 0 | 0 | 0 | 0 | 0 | 32.4848 | 0 | 0 | 0 | 0 | 0 | 0 | 0 | 0 | 0
PRT18 | PRT | 2017-18 | 18 | 0 | 0 | 0 | 0 | 0 | 0 | 0 | 0 | 0 | 0 | 0 | 0 | 27.996 | 0 | 0 | 0 | 0 | 0 | 0 | 37 | 3337 | 319.806
PRT19 | PRT | 2018-19 | 19 | 0 | 1.9049 | 0 | 0 | 1.9049 | 0 | 0 | 0 | 0 | 0 | 0 | 0 | 36.0049 | 0 | 0 | 0 | 0 | 0 | 0 | 34.95 | 3347 | 322.371
PRT20 | PRT | 2019-20 | 20 | 0 | 2.0656 | 0 | 0 | 2.0656 | 0 | 0 | 0 | 0 | 0 | 0 | 0 | 35.8795 | 0 | 0 | 0 | 0 | 0 | 0 | 34.87 | 3357 | 324.871
PRT21 | PRT | 2020-21 | 21 | 0 | 0 | 0 | 1.16 | 0 | 1.16 | 0 | 0 | 0 | 0 | 0 | 0 | 45.14 | 11.8 | 7.8 | 0 | 0 | 11.8 | 0 | 33.77 | 3369 | 326.787
PRT22 | PRT | 2021-22 | 22 | 0 | 0 | 0 | 0.387 | 0 | 0.387 | 0 | 0 | 0 | 0 | 0 | 0 | 38.365 | 0 | 0 | 0 | 0 | 0 | 0 | 32.69 | 3380 | 328.671
PRT23 | PRT | 2022-23 | 23 | 0 | 1.445 | 0 | 0 | 1.445 | 0 | 0 | 0 | 0 | 0 | 0 | 0 | 39.048 | 15 | 12.5 | 0 | 0 | 15 | 0 | 31.64 | 3392 | 330.568
PRT24 | PRT | 2023-24 | 24 | 0 | 1.209 | 0 | 0 | 1.209 | 0 | 0 | 0 | 0 | 0 | 0 | 0 | 51.654 | 0 | 0 | 0 | 0 | 0 | 0 | 30.6 | 3404 | 332.502
PRT25 | PRT | 2024-25 | 25 | 0 | 0 | 0 | 0 | 0 | 0 | 0 | 0 | 0 | 0 | 0 | 0 | 53.923 | 0 | 0 | 0 | 0 | 0 | 0 | 29.57 | 3416 | 334.5
SES12 | SES | 2011-12 | 12 | 3.2721 | 0.27958 | 0 | 0.63099 | 3.5517 | 0.63099 | 0 | 0 | 0 | 0 | 0 | 0 | 52.1689 | 0 | 0 | 0 | 0 | 0 | 0 | 0 | 0 | 0
SES13 | SES | 2012-13 | 13 | 2.4278 | 0.016186 | 0 | 0.83949 | 2.444 | 0.83949 | 0 | 0 | 0 | 0 | 0 | 0 | 46.4448 | 0 | 0 | 0 | 0 | 0 | 0 | 0 | 0 | 0
SES14 | SES | 2013-14 | 14 | 0.22196 | 0.0052848 | 0 | 0.66906 | 0.22725 | 0.66906 | 0 | 0 | 0 | 0 | 0 | 0 | 48.576 | 0 | 0 | 0 | 0 | 0 | 0 | 0 | 0 | 0
SES15 | SES | 2014-15 | 15 | 0.013586 | 0 | 0 | 0.55805 | 0.013586 | 0.55805 | 0 | 0 | 0 | 0 | 0 | 0 | 46.034 | 0 | 0 | 0 | 0 | 0 | 0 | 0 | 0 | 0
SES16 | SES | 2015-16 | 16 | 0.087396 | 0 | 0 | 0.76576 | 0.087396 | 0.76576 | 0 | 0 | 0 | 0 | 0 | 0 | 44.7511 | 0 | 0 | 0 | 0 | 0 | 0 | 0 | 0 | 0
SES17 | SES | 2016-17 | 17 | 0 | 0 | 0 | 0.67123 | 0 | 0.67123 | 0 | 0 | 0 | 0 | 0 | 0 | 49.3363 | 0 | 0 | 0 | 0 | 0 | 0 | 0 | 0 | 0
SES18 | SES | 2017-18 | 18 | 0 | 0 | 0 | 1.174 | 0 | 1.174 | 0 | 0 | 0 | 0 | 0 | 0 | 51.205 | 0 | 0 | 0 | 0 | 0 | 0 | 24.16 | 3481 | 291.352
SES19 | SES | 2018-19 | 19 | 0 | 0 | 0 | 0 | 0 | 0 | 0 | 0 | 0 | 0 | 0 | 0 | 52.3625 | 0 | 0 | 0 | 0 | 0 | 0 | 24.1 | 3497 | 295.036
SES20 | SES | 2019-20 | 20 | 0 | 0 | 0 | 0 | 0 | 0 | 0 | 0 | 0 | 0 | 0 | 0 | 53.7106 | 0 | 0 | 0 | 0 | 0 | 0 | 24 | 3504 | 297.0915
SES21 | SES | 2020-21 | 21 | 0 | 0 | 0 | 0 | 0 | 0 | 0 | 0 | 0 | 0.539 | 0 | 0.539 | 52.777 | 0 | 0 | 1.72 | 1.72 | 0 | 1.72 | 23.3 | 3511 | 299.074
SES22 | SES | 2021-22 | 22 | 0 | 0 | 0 | 0 | 0 | 0 | 0 | 0 | 0 | 0.529 | 0 | 0.529 | 57.544 | 0 | 0 | 1.73 | 1.73 | 0 | 1.73 | 22.6 | 3518 | 301.1505
SES23 | SES | 2022-23 | 23 | 0 | 0 | 0 | 0 | 0 | 0 | 0 | 0 | 0 | 0.518 | 0 | 0.518 | 52.131 | 0 | 0 | 1.73 | 1.73 | 0 | 1.73 | 21.8 | 3528 | 303.3375
SES24 | SES | 2023-24 | 24 | 0 | 0 | 0 | 0 | 0 | 0 | 0 | 0 | 0 | 0.507 | 0 | 0.507 | 46.371 | 0 | 0 | 1.73 | 1.73 | 0 | 1.73 | 21.1 | 3536 | 305.5835
SES25 | SES | 2024-25 | 25 | 0 | 0 | 0 | 0 | 0 | 0 | 0 | 0 | 0 | 0.496 | 0 | 0.496 | 45.346 | 0 | 0 | 1.73 | 1.73 | 0 | 1.73 | 20.4 | 3544 | 308.0445
SEW12 | SEW | 2011-12 | 12 | 0.92936 | 0.92936 | 7.8946 | 7.8946 | 1.8587 | 15.7891 | 0 | 0 | 0 | 0 | 0 | 0 | 158.0452 | 0 | 0 | 0 | 0 | 0 | 0 | 0 | 0 | 0
SEW13 | SEW | 2012-13 | 13 | 2.6825 | 0 | 14.7137 | 0 | 2.6825 | 14.7137 | 0 | 0 | 0 | 0 | 0 | 0 | 166.4331 | 0 | 0 | 0 | 0 | 0 | 0 | 0 | 0 | 0
SEW14 | SEW | 2013-14 | 14 | 0.80012 | 0.80012 | 5.845 | 5.845 | 1.6002 | 11.69 | 0 | 0 | 0 | 0 | 0 | 0 | 171.0139 | 0 | 0 | 0 | 0 | 0 | 0 | 0 | 0 | 0
SEW15 | SEW | 2014-15 | 15 | 2.0964 | 2.0964 | 5.174 | 5.174 | 4.1927 | 10.348 | 0 | 0 | 0 | 0 | 0 | 0 | 167.4904 | 0 | 0 | 0 | 0 | 0 | 0 | 0 | 0 | 0
SEW16 | SEW | 2015-16 | 16 | 1.1018 | 1.1018 | 10.396 | 10.396 | 2.2036 | 20.792 | 0 | 0 | 0 | 0 | 0 | 0 | 161.5074 | 0 | 0 | 0 | 0 | 0 | 0 | 0 | 0 | 0
SEW17 | SEW | 2016-17 | 17 | 2.3945 | 1.4615 | 4.7048 | 3.934 | 3.856 | 8.6387 | 0 | 0 | 0 | 0 | 0 | 0 | 162.5752 | 0 | 0 | 0 | 0 | 0 | 0 | 0 | 0 | 0
SEW18 | SEW | 2017-18 | 18 | 4.608 | 1.732 | 5.414 | 5.593 | 6.34 | 11.007 | 0 | 0 | 0 | 0 | 0 | 0 | 171.97 | 0 | 0 | 0.47 | 0.44 | 0 | 0.47 | 87.6922 | 14620.74 | 1013.178
SEW19 | SEW | 2018-19 | 19 | 11.1404 | 3.303 | 2.8906 | 2.8906 | 14.4434 | 5.7812 | 0 | 0 | 0 | 0 | 0 | 0 | 180.8624 | 4 | 0 | 0 | 0 | 4 | 0 | 87.6922 | 14732.0506 | 1017.4511
SEW20 | SEW | 2019-20 | 20 | 7.0114 | 0.63534 | 3.3853 | 3.3853 | 7.6467 | 6.7706 | 0 | 0 | 0 | 0 | 0 | 0 | 169.0072 | 29 | 0 | 0 | 0 | 29 | 0 | 87.6922 | 14841.3905 | 1027.2225
SEW21 | SEW | 2020-21 | 21 | 2.6298 | 2.7479 | 3.5533 | 3.5533 | 5.3777 | 7.1066 | 0 | 0 | 0.9803 | 0.9803 | 0 | 1.9606 | 172.073 | 0 | 0 | 2.74 | 2.74 | 0 | 2.74 | 87.6922 | 14941.8966 | 1037.2731
SEW22 | SEW | 2021-22 | 22 | 5.4322 | 5.8005 | 11.4217 | 11.4217 | 11.2327 | 22.8434 | 0 | 0 | 1.1258 | 1.1258 | 0 | 2.2517 | 199.614 | 0 | 0 | 3.51 | 3.51 | 0 | 3.51 | 86.9517 | 15032.1834 | 1047.4745
SEW23 | SEW | 2022-23 | 23 | 5.3286 | 5.6891 | 12.7163 | 12.7163 | 11.0176 | 25.4326 | 0 | 0 | 1.6105 | 1.6105 | 0 | 3.221 | 208.204 | 0 | 0 | 6.55 | 6.55 | 0 | 6.55 | 83.2012 | 15128.0998 | 1057.8288
SEW24 | SEW | 2023-24 | 24 | 0.65087 | 0.9995 | 6.6268 | 6.6268 | 1.6504 | 13.2536 | 0.086986 | 0.090536 | 2.2244 | 2.2244 | 0.17752 | 4.4489 | 186.195 | 18.18 | 0 | 6.95 | 6.95 | 18.18 | 6.95 | 79.0822 | 15216.2157 | 1068.3384
SEW25 | SEW | 2024-25 | 25 | 0.80673 | 1.2672 | 7.9093 | 7.9093 | 2.074 | 15.8186 | 0.086007 | 0.089518 | 3.0891 | 3.0891 | 0.17552 | 6.1782 | 194.588 | 0 | 0 | 6.86 | 6.86 | 0 | 6.86 | 75.0759 | 15382.7869 | 1079.0054
SSC12 | SSC | 2011-12 | 12 | 0.0012352 | 0.45602 | 0 | 0.078821 | 0.45725 | 0.078821 | 0 | 0 | 0 | 0 | 0 | 0 | 79.0064 | 0 | 0 | 0 | 0 | 0 | 0 | 0 | 0 | 0
SSC13 | SSC | 2012-13 | 13 | 0.00094978 | 0.62418 | 0 | 0.07326 | 0.62513 | 0.07326 | 0 | 0 | 0 | 0 | 0 | 0 | 86.0693 | 0 | 0 | 0 | 0 | 0 | 0 | 0 | 0 | 0
SSC14 | SSC | 2013-14 | 14 | 0 | 0.29095 | 0 | 0.081194 | 0.29095 | 0.081194 | 0 | 0 | 0 | 0 | 0 | 0 | 80.0066 | 0 | 0 | 0 | 0 | 0 | 0 | 0 | 0 | 0
SSC15 | SSC | 2014-15 | 15 | 0 | 0.57969 | 0 | 0.05061 | 0.57969 | 0.05061 | 0 | 0 | 0 | 0 | 0 | 0 | 80.0541 | 0 | 0 | 0 | 0 | 0 | 0 | 0 | 0 | 0
SSC16 | SSC | 2015-16 | 16 | 0 | 0.4832 | 0 | 0.084438 | 0.4832 | 0.084438 | 0 | 0 | 0 | 0 | 0 | 0 | 83.4035 | 0 | 0 | 0 | 0 | 0 | 0 | 0 | 0 | 0
SSC17 | SSC | 2016-17 | 17 | 0 | 0.50395 | 0 | 0.084006 | 0.50395 | 0.084006 | 0 | 0 | 0 | 0 | 0 | 0 | 87.873 | 0 | 0 | 0 | 0 | 0 | 0 | 0 | 0 | 0
SSC18 | SSC | 2017-18 | 18 | 0 | 0 | 0.008964 | 0.065045 | 0 | 0.074009 | 0 | 0 | 0 | 0 | 0 | 0 | 95.2708 | 0 | 0 | 0.17 | 0.17 | 0 | 0.17 | 86.8 | 8490.91 | 735.858
SSC19 | SSC | 2018-19 | 19 | 0 | 0 | 0 | 0.11027 | 0 | 0.11027 | 0 | 0 | 0 | 0 | 0 | 0 | 91.7522 | 0 | 0 | 0.17 | 0.17 | 0 | 0.17 | 84 | 8570.81 | 744.8437
SSC20 | SSC | 2019-20 | 20 | 0 | 0.02411 | 0 | 0.11718 | 0.02411 | 0.11718 | 0 | 0 | 0 | 0 | 0 | 0 | 91.6349 | 0 | 0 | 0.17 | 0.17 | 0 | 0.17 | 84 | 8651.91 | 753.9477
SSC21 | SSC | 2020-21 | 21 | 0 | 0 | 0 | 1.9621 | 0 | 1.9621 | 0 | 0 | 0 | 0.71064 | 0 | 0.71064 | 113.2581 | 2.3 | 2.3 | 5.59 | 5.59 | 2.3 | 5.59 | 80.1 | 8731.07 | 762.8575
SSC22 | SSC | 2021-22 | 22 | 0 | 0.82635 | 0 | 1.9621 | 0.82635 | 1.9621 | 0 | 0 | 0 | 0.68734 | 0 | 0.68734 | 115.4825 | 0 | 0 | 4.62 | 4.62 | 0 | 4.62 | 76.2 | 8805.88 | 771.2958
SSC23 | SSC | 2022-23 | 23 | 0 | 1.1021 | 0 | 1.9621 | 1.1021 | 1.9621 | 0 | 0 | 0 | 0.67569 | 0 | 0.67569 | 116.3865 | 0 | 0 | 4.62 | 4.62 | 0 | 4.62 | 72.3 | 8878.17 | 779.3495
SSC24 | SSC | 2023-24 | 24 | 0 | 0.99223 | 0 | 1.9621 | 0.99223 | 1.9621 | 0 | 0 | 0 | 0.67569 | 0 | 0.67569 | 93.9133 | 3.92 | 3.92 | 4.63 | 4.63 | 3.92 | 4.63 | 68.4 | 8948.23 | 787.1701
SSC25 | SSC | 2024-25 | 25 | 0 | 0 | 0 | 1.9621 | 0 | 1.9621 | 0 | 0 | 0 | 0.65239 | 0 | 0.65239 | 96.8046 | 0 | 0 | 4.64 | 4.64 | 0 | 4.64 | 64.4 | 9016.2 | 794.7917
SVE12 | SVE | 2011-12 | 12 | 0 | 0 | 0 | 0 | 0 | 0 | 0 | 0 | 0 | 0 | 0 | 0 | 0 | 0 | 0 | 0 | 0 | 0 | 0 | 0 | 0 | 0
SVE13 | SVE | 2012-13 | 13 | 0 | 0 | 0 | 0 | 0 | 0 | 0 | 0 | 0 | 0 | 0 | 0 | 0 | 0 | 0 | 0 | 0 | 0 | 0 | 0 | 0 | 0
SVE14 | SVE | 2013-14 | 14 | 0 | 0 | 0 | 0 | 0 | 0 | 0 | 0 | 0 | 0 | 0 | 0 | 0 | 0 | 0 | 0 | 0 | 0 | 0 | 0 | 0 | 0
SVE15 | SVE | 2014-15 | 15 | 0 | 0 | 0 | 0 | 0 | 0 | 0 | 0 | 0 | 0 | 0 | 0 | 0 | 0 | 0 | 0 | 0 | 0 | 0 | 0 | 0 | 0
SVE16 | SVE | 2015-16 | 16 | 0 | 0 | 0 | 0 | 0 | 0 | 0 | 0 | 0 | 0 | 0 | 0 | 0 | 0 | 0 | 0 | 0 | 0 | 0 | 0 | 0 | 0
SVE17 | SVE | 2016-17 | 17 | 0 | 0 | 0 | 0 | 0 | 0 | 0 | 0 | 0 | 0 | 0 | 0 | 0 | 0 | 0 | 0 | 0 | 0 | 0 | 0 | 0 | 0
SVE18 | SVE | 2017-18 | 18 | 0 | 1.13 | 0 | 0 | 1.13 | 0 | 0 | 0 | 0 | 0 | 0 | 0 | 687.9725 | 5.206 | 5.206 | -0.21307 | -0.21307 | 5.206 | -0.21307 | 439.22 | 46539.848 | 3612.193
SVE19 | SVE | 2018-19 | 19 | 0 | 1.062 | 0 | 8.666 | 1.062 | 8.666 | 0 | 0 | 0 | 0 | 0 | 0 | 757.2387 | 0 | 0 | 6.53 | 6.53 | 0 | 6.53 | 425.6318 | 46658.928 | 3635.7182
SVE20 | SVE | 2019-20 | 20 | 0 | 5.0429 | 0 | 10.7387 | 5.0429 | 10.7387 | 0 | 0 | 0 | 0 | 0 | 0 | 799.0685 | 0 | 0 | 6.38 | 6.38 | 0 | 6.38 | 421.5874 | 46778.008 | 3655.5675
SVE21 | SVE | 2020-21 | 21 | 0 | 11.524 | 0 | 7.847 | 11.524 | 7.847 | 0 | 0 | 0 | 0.92113 | 0 | 0.92113 | 575.0657 | 0 | 0 | 2.06 | 2.06 | 0 | 2.06 | 421.5874 | 46897.088 | 3675.8078
SVE22 | SVE | 2021-22 | 22 | 0 | 17.173 | 0 | 7.847 | 17.173 | 7.847 | 0 | 0 | 0 | 0.92113 | 0 | 0.92113 | 631.1286 | 0 | 0 | 19.57 | 19.57 | 0 | 19.57 | 406.5674 | 47016.168 | 3697.5566
SVE23 | SVE | 2022-23 | 23 | 0 | 22.867 | 0 | 4.949 | 22.867 | 4.949 | 0 | 0 | 0 | 0.92113 | 0 | 0.92113 | 643.4347 | 0 | 0 | 29.0004 | 29.0004 | 0 | 29.0004 | 384.8469 | 47135.248 | 3720.7211
SVE24 | SVE | 2023-24 | 24 | 0 | 29.83 | 0 | 4.949 | 29.83 | 4.949 | 0 | 0 | 0 | 0.92113 | 0 | 0.92113 | 635.4116 | 0 | 0 | 35.0604 | 35.0604 | 0 | 35.0604 | 359.9765 | 47254.328 | 3744.3013
SVE25 | SVE | 2024-25 | 25 | 0 | 35.206 | 0 | 6.398 | 35.206 | 6.398 | 0 | 0 | 0 | 0.92113 | 0 | 0.92113 | 630.7635 | 0 | 0 | 17.9204 | 17.9204 | 0 | 17.9204 | 357.2561 | 47373.408 | 3768.2953
HDD12 | HDD | 2011-12 | 12 | 0 | 0 | 0 | 0 | 0 | 0 | 0 | 0 | 0 | 0 | 0 | 0 | 0 | 0 | 0 | 0 | 0 | 0 | 0 | 0 | 0 | 0
HDD13 | HDD | 2012-13 | 13 | 0 | 0 | 0 | 0 | 0 | 0 | 0 | 0 | 0 | 0 | 0 | 0 | 0 | 0 | 0 | 0 | 0 | 0 | 0 | 0 | 0 | 0
HDD14 | HDD | 2013-14 | 14 | 0 | 0 | 0 | 0 | 0 | 0 | 0 | 0 | 0 | 0 | 0 | 0 | 0 | 0 | 0 | 0 | 0 | 0 | 0 | 0 | 0 | 0
HDD15 | HDD | 2014-15 | 15 | 0 | 0 | 0 | 0 | 0 | 0 | 0 | 0 | 0 | 0 | 0 | 0 | 0 | 0 | 0 | 0 | 0 | 0 | 0 | 0 | 0 | 0
HDD16 | HDD | 2015-16 | 16 | 0 | 0 | 0 | 0 | 0 | 0 | 0 | 0 | 0 | 0 | 0 | 0 | 0 | 0 | 0 | 0 | 0 | 0 | 0 | 0 | 0 | 0
HDD17 | HDD | 2016-17 | 17 | 0 | 0 | 0 | 0 | 0 | 0 | 0 | 0 | 0 | 0 | 0 | 0 | 0 | 0 | 0 | 0 | 0 | 0 | 0 | 0 | 0 | 0
HDD18 | HDD | 2017-18 | 18 | 0 | 0 | 0 | 0.12432 | 0 | 0.12432 | 0 | 0 | 0 | 0 | 0 | 0 | 28.8835 | 0 | 0 | 0 | 0 | 0 | 0 | 14.6199 | 2626.6138 | 104.868
HDD19 | HDD | 2018-19 | 19 | 0 | 0 | 0 | 0.057292 | 0 | 0.057292 | 0 | 0 | 0 | 0 | 0 | 0 | 31.6394 | 0 | 0 | 0 | 0 | 0 | 0 | 14.5657 | 2637.3138 | 105.212
HDD20 | HDD | 2019-20 | 20 | 0 | 0 | 0 | 0.09266 | 0 | 0.09266 | 0 | 0 | 0 | 0 | 0 | 0 | 24.7939 | 0 | 0 | 0 | 0 | 0 | 0 | 14.5124 | 2648.0138 | 105.556
HDD21 | HDD | 2020-21 | 21 | 0 | 0 | 0 | 0 | 0 | 0 | 0 | 0 | 0 | 0 | 0 | 0 | 27.46 | 0 | 0 | 0.43661 | 0.43661 | 0 | 0.43661 | 14.0761 | 2658.7138 | 105.908
HDD22 | HDD | 2021-22 | 22 | 0 | 0 | 0 | 0 | 0 | 0 | 0 | 0 | 0 | 0 | 0 | 0 | 27.121 | 0 | 0 | 0.43563 | 0.43563 | 0 | 0.43563 | 13.6408 | 2669.4138 | 106.2881
HDD23 | HDD | 2022-23 | 23 | 0 | 0 | 0 | 0 | 0 | 0 | 0 | 0 | 0 | 0 | 0 | 0 | 26.327 | 0 | 0 | 0.43563 | 0.43563 | 0 | 0.43563 | 13.2054 | 2680.1138 | 106.6951
HDD24 | HDD | 2023-24 | 24 | 0 | 0 | 0 | 0 | 0 | 0 | 0 | 0 | 0 | 0 | 0 | 0 | 25.742 | 0 | 0 | 0.43562 | 0.43562 | 0 | 0.43562 | 12.7701 | 2690.8138 | 107.1102
HDD25 | HDD | 2024-25 | 25 | 0 | 0 | 0 | 0 | 0 | 0 | 0 | 0 | 0 | 0 | 0 | 0 | 26.044 | 0 | 0 | 0.43562 | 0.43562 | 0 | 0.43562 | 12.3347 | 2701.5138 | 107.5332
[8 empty] | 905.4663 | 1527.55 |  |  |  |  | 40.5285 | 304.2321 | 66767.8566 |  |  |  |  | 298.976 | 1126.3022 | 23983.9534 | 2836822.7192 | 218940.7267
[8 empty] | 1001.343 | 1527.55 |  |  |  |  | 45.0725 | 304.2321 | 66767.8566 |  |  |  |  | 329.446 | 1139.6963 | 23965.3234 | 2836822.7192 | 218940.7267
18.63
883.2

## Unit costs
Unit costs
Industry median 2020-25 SDB enhancement cost | 1.2 | £m/Ml/d | We now use £1.20 million per Ml/d of benefit for this component, relative to £1.39 million per Ml/d in the initial assessment of business plans. This industry efficient unit cost is based on consideration of the industry median unit cost (removing companies forecasting a 2024-25 surplus in their latest water resources management plan, WRMP19).
Industry median leakage enhancement cost | 2.0302 | £m/Ml/d
Notes
Leakage unit costs are calculated in individual company deep dive assessments based on the breakdown of the supply demand balance (SDB) enhancement expenditure and benefits.
2020-25 SDB (water efficiency and supply-side activity) unit costs are calculated in individual company deep dive assessments based on the breakdown of the SDB enhancement expenditure and benefits.
Benefits associated with expenditure that is included in other enhancement models such as metering are excluded.
Companies considered in deficit are those with any water resources zone in significant deficit (>0.1Ml/d) in the baseline (pre-intervention position) at draft WRMP19.
All figures within the table are in units of £m/Ml/d, unless specified.
Where no appropriate figures are available the table is left blank.
Company | Non-leakage benefits (Ml/d) | Non-leakage enhancement requested (£m) | Non-leakage SDB unit costs | WRMP19 baseline deficit in 2024-25 | Non-leakage SDB unit cost (with SDB identified need) | Leakage benefits (Ml/d) | Leakage enhancement requested (£m) | Leakage unit costs | Notes
AFW | 37.4832 | 53.885 | 1.4376 | Yes | 1.4376 | 30 | 48.2 | 1.6067
ANH | 6 | 56.4159 | 1.2119 | Yes | 1.2119 | 23.35 | 76.939 | 3.295 | 2020-25 SDB costs and benefits determined through deep dive in metering model
BRL | 0.19 | 0.006 |  |  |  | 6.5 | 4.229 | 0.65062 | 2020-25 SDB costs too small for use in unit cost derivation
HDD
NES
PRT | 14.3 | 2.6544 | 0.18562 |  |  | 4.7 | 1.547 | 0.32915
SES | 2.268 | 2.589 | 1.1415 |  |  | 3.6 | 17.443 | 4.8453
SEW | 32.18 | 37.75 | 1.1731 | Yes | 1.1731 | 12.61 | 29.61 | 2.3481
SRN | 47.68 | 53.168 | 1.1151 | Yes | 1.1151 | 15.79 | 33.118 | 2.0974
SSC | 4.91 | 5.83 | 1.1874 |  |  | 19.61 | 10.3 | 0.52524
SVE | 70.6 | 117.884 | 1.6697 | Yes | 1.6697 | 64 | 30.4 | 0.475
SWB | [7 empty] | 0.633 | Leakage unit cost taken from IAP (no deep dive tab as was shallow dive)
TMS | 70.6 | 74.2693 | 1.052 | Yes | 1.052 | 42.4 | 156.9693 | 3.7
NWT | [5 empty] | 67.2045 | 40 | 0.5952
WSH | 17.6 | 23.6059 | 1.3412 | Yes | 1.3412 | 26 | 52.9031 | 2.0347
WSX | 5 | 2.851 | 0.5702 |  |  | 10.49 | 25.338 | 2.4154
YKY | 2 | 0.341 | 0.1705 |  |  | 67.25 | 136.533 | 2.0302
Industry median |  |  | 1.1573 |  | 1.2119 |  |  | 2.0302

## Leakage assessment
Leakage reduction enhancement assessment | [16 empty] | Data to produce upper quartile line positions on graphs
[18 empty] | 5.29 | 0
Enhancement allowance summary table | [17 empty] | 5.29 | 180
Company | Draft determination leakage allowance (£m)
AFW | 0 | [16 empty] | 0 | 75.02
ANH | 69.2451 | [16 empty] | 22 | 75.02
BRL | 2.3944
HDD | 0
NES | 0 | [16 empty] | 6.25 | 0
PRT | 0 | [16 empty] | 6.25 | 180
SES | 0
SEW | 4.6391 | [16 empty] | 0 | 93.33
SRN | 0 | [16 empty] | 22 | 93.33
SSC | 0
SVE | 0
SWB | 0
TMS | 0
NWT | 0
WSH | 0
WSX | 0
YKY | 0
Leakage reduction enhancement expenditure assessment approach
Leakage reduction enhancement expenditure assessment
Leakage performance
Company | App1 Leakage forecast 3-year average position in 2024-25 (Ml/d) | Mains length forecast 2024-25 (km) | UQ leakage m3/km mains | Actual leakage m3/km mains | Property forecast 2024-25 (000's) | UQ leakage l/prop/d | Actual leakage l/prop/d | Total leakage level required to meet upper quartile performance per km mains (Ml/d) | Total leakage level required to meet upper quartile performance per property per day (Ml/d) | 2020-25 SDB leakage benefit (excl metering, company-specified base allowance etc.) (Ml/d) | Company unit cost for leakage reduction (£/Ml/d) including efficiency adjustment where necessary | Is upper quartile performance achieved in both measures? | Average upper quartile leakage value (Ml/d) | Forecast performance beyond average upper quartile position (Ml/d) | Leakage enhancement expenditure allowance (£m) | Comments
AFW | 142.8 | 17028 | 5.2859 | 8.3862 | 1612.517 | 75.0241 | 88.5572 | 90.0078 | 120.9776 | 30 | 1.6067 | Fail | N/A | N/A | N/A | We amend the App1 Leakage forecast 3-year average position in 2024-25 (Ml/d) from 138.20 to 142.80 to reflect the intervention we make in assessing the performance commitment.
ANH | 169.6 | 40161 | 5.2859 | 4.223 | 2416.46 | 75.0241 | 70.1853 | 212.2859 | 181.2927 | 23.35 | 2.9655 | Pass | 196.7893 | 27.1893 | 69.2451
BRL | 36.5 | 7010 | 5.2859 | 5.2068 | 577.233 | 75.0241 | 63.2327 | 37.054 | 43.3064 | 6.5 | 0.65062 | Pass | 40.1802 | 3.6802 | 2.3944
HDD | 12.91 | 2701.5138 | 5.2859 | 4.7788 | 107.5332 | 75.0241 | 120.0559 | 14.2799 | 8.0676 |  | 2.0302 | Fail | N/A | N/A | N/A
NES | 175.7 | 26821 | 5.2859 | 6.5508 | 2145.379 | 75.0241 | 81.897 | 141.7724 | 160.9551 |  | 2.0302 | Fail | N/A | N/A | N/A
PRT | 27.9 | 3416 | 5.2859 | 8.1674 | 334.5 | 75.0241 | 83.4081 | 18.0565 | 25.0956 | 4.7 | 0.32915 | Fail | N/A | N/A | N/A
SES | 21.1 | 3544 | 5.2859 | 5.9537 | 308.0445 | 75.0241 | 68.4966 | 18.7331 | 23.1108 | 3.6 | 4.7707 | Fail | N/A | N/A | N/A
SEW | 79.1 | 15382.7869 | 5.2859 | 5.1421 | 1079.0054 | 75.0241 | 73.3083 | 81.3114 | 80.9514 | 12.61 | 2.2837 | Pass | 81.1314 | 2.0314 | 4.6391
SRN | 89.6 | 14185 | 5.2859 | 6.3165 | 1194.283 | 75.0241 | 75.0241 | 74.9801 | 89.6 | 15.79 | 1.9482 | Fail | N/A | N/A | N/A
SSC | 68.4 | 9016.2 | 5.2859 | 7.5863 | 794.7917 | 75.0241 | 86.0603 | 47.6585 | 59.6285 | 19.61 | 0.52524 | Fail | N/A | N/A | N/A
SVE | 332.1 | 47373.408 | 5.2859 | 7.0103 | 3768.2953 | 75.0241 | 88.13 | 250.4098 | 282.7129 | 64 | 0.475 | Fail | N/A | N/A | N/A
SWB | 101.5 | 18592 | 5.2859 | 5.4593 | 1109.943 | 75.0241 | 91.4461 | 98.2749 | 83.2725 |  | 0.633 | Fail | N/A | N/A | N/A
TMS | 535.5 | 32467.1545 | 5.2859 | 16.4936 | 4262.5683 | 75.0241 | 125.6285 | 171.6172 | 319.7953 | 42.4 | 3.33 | Fail | N/A | N/A | N/A | We amend the App1 Leakage forecast 3-year average position in 2024-25 (Ml/d) from 568.00 to 535.50 to reflect the intervention we make in assessing the performance commitment.
NWT | 386.9 | 42842.2921 | 5.2859 | 9.0308 | 3475.5024 | 75.0241 | 111.322 | 226.4589 | 260.7464 | 67.2045 | 0.5952 | Fail | N/A | N/A | N/A
WSH | 148.2 | 28037 | 5.2859 | 5.2859 | 1492.524 | 75.0241 | 99.2949 | 148.2 | 111.9753 | 26 | 2.0347 | Fail | N/A | N/A | N/A
WSX | 68.8 | 12250.0161 | 5.2859 | 5.6163 | 660.203 | 75.0241 | 104.2104 | 64.752 | 49.5311 | 10.49 | 2.4154 | Fail | N/A | N/A | N/A
YKY | 229.97 | 32436 | 5.2859 | 7.09 | 2429.2194 | 75.0241 | 94.6683 | 171.4526 | 182.25 | 67.25 | 2.0302 | Fail | N/A | N/A | N/A | We amend the App1 Leakage forecast 3-year average position in 2024-25 (Ml/d) from 201.80 to 229.97 to reflect the intervention we make in assessing the performance commitment.
Notes:
Property counts from business plan table WS3 ,line 8, 'total connected properties at year end'
Mains lengths from business plan table, Wn2, line 1, 'total length of potable mains as at March 31'
Leakage unit costs
Company | Leakage unit costs | Median unit cost | Efficiency challenge required? | Company specific efficiency challenge | Leakage unit cost allowed (median unit cost test) | Leakage unit cost allowed (efficiency challenge all companies)
AFW | 1.6067 | 2.0302 | No | 0% | 1.6067 | 1.6067
ANH | 3.295 | 2.0302 | Yes | 10% | 2.9655 | 2.9655
BRL | 0.65062 | 2.0302 | No | 10% | 0.65062 | 0.58555
HDD | 0 | 2.0302 | No | 0% | 2.0302 | 0
NES | 0 | 2.0302 | No | 0% | 2.0302 | 0
PRT | 0.32915 | 2.0302 | No | 0% | 0.32915 | 0.32915
SES | 4.8453 | 2.0302 | Yes | 1.539% | 4.7707 | 4.7707
SEW | 2.3481 | 2.0302 | Yes | 2.746% | 2.2837 | 2.2837
SRN | 2.0974 | 2.0302 | Yes | 7.115% | 1.9482 | 1.9482
SSC | 0.52524 | 2.0302 | No | 5.063% | 0.52524 | 0.49865
SVE | 0.475 | 2.0302 | No | 0% | 0.475 | 0.475
SWB | 0.633 | 2.0302 | No | 0% | 0.633 | 0.633
NWT | 0.5952 | 2.0302 | No | 0% | 0.5952 | 0.5952
WSH | 2.0347 | 2.0302 | Yes | 0% | 2.0347 | 2.0347
WSX | 2.4154 | 2.0302 | Yes | 0% | 2.4154 | 2.4154
YKY | 2.0302 | 2.0302 | No | 0% | 2.0302 | 2.0302
TMS | 3.7 | 2.0302 | Yes | 10% | 3.33 | 3.33
● We use two normalised measures to compare leakage performance between companies
○ Leakage per property per day in litres per property per day (l/prop/d)
○ Leakage per kilometre of mains per day in cubic metres per kilometre per day (m3/km/d)
● We expect an efficient company to achieve sector forecast upper quartile (UQ) performance by 2024-25 (in both normalised measures of per property and per kilometre of main) within base service
● We allow enhancement costs only where a company’s performance goes beyond the forecast upper quartile in both measures.
● We use leakage figures the companies submit for the common leakage performance commitment at draft determination in table App 1, to calculate UQ position
● We make an enhancement allowance for the leakage reduction volume in megalitre per day (Ml/d) beyond the 2024-25 UQ position based upon the 3-year average leakage position the company forecasts to achieve at 2024-25 in table App 1 or the revised 3-year average leakage position for 2024-25 where we make an intervention in our assessment of a company's performance commitment. We provide no leakage allowance beyond this stretching level because from this point the company is incentivised to reduce leakage further through outperformance payments.
● We determine the leakage reduction volume that is used to calculate the allowance based on the average position beyond UQ in the two normalised measures
● We cap the leakage reduction volume at the volume we identify in cell C24 of the deep dive tab. We derive this volume from the evidence the company provides because leakage reductions associated with metering are benefits of the metering model allowance
● We generate the allowance from the identified volume by applying the unit cost for leakage reduction the company identifies with an adjustment for efficiency if necessary
● Our company specific deep dive efficiency factor adjustments are made for companies with unit costs above the industry median for leakage enhancement.

## Analysis
Analysis and determination of allowance
£m 2017-18 prices
| Supply and demand totex | [10 empty] | Materiality threshold | 0.5%
| Company | 2020-21 | 2021-22 | 2022-23 | 2023-24 | 2024-25 | AMP7 total | Net reallocations of totex | Totex after reallocations for assessment | Adjustment for any expenditure included in Botex+ model, or to any other model (excl reallocations) | Totex after reallocations and adjustments | Wholesale totex - AMP7 total | Materiality | Type of Analysis | Shallow dive company efficiency challenge | Shallow dive allowance | Deep dive allowance | Modelled allowance | Description of reallocations and other comments
| ANH | 68.2717 | 58.9902 | 59.5103 | 60.2667 | 57.5131 | 304.552 | 352.923 | 657.475 | -178.7831 | 478.692 | 2746.2456 | 23.94% | Deep dive | 10% | 0 | 354.5484 | 354.5484 | We incorporate enhancement costs which are driven by population growth in our base cost econometric models. The company proposes investment of £56.994m totex (£55.901m capex, £1.093m opex) driven by growth and, therefore, we do not make an additional allowance for it in this line or reallocate it for assessment elsewhere, since we assume it is included within our modelled base allowance ('Housing Growth' business case, PR19 Water tables data commentary, April 2019 P131). We reallocate £264.871m capex and £4.637m opex from resilience, and £241.068m capex and £4.015m opex from WINEP-Water framework directive, 'WRMP Supply Side Strategy' business case, PR19 Water tables data commentary, April 2019 P33. We reallocate of £98.340m capex and £63.328m opex to metering, 'Smart metering' business case, PR19 Water tables data commentary, April 2019 P67. We consider our reallocation appropriate based on the stated purpose of the forecast expenditure the company provides. Note we remove £121.789m totex (£121.262 capex and £0.527m opex) from the model because the associated schemes are considered for direct procurement for customers, we provide further detail is provide on the deep dive analysis sheet.
| HDD | 0 | 0 | 0 | 0 | 0 | 0 | 0 | 0 |  | 0 | 132.694 | 0% | Shallow dive plus leakage allowance | 0% | 0 | 0 | 0 | We assess the company's leakage allowance in the 'leakage assessment' tab and report the output in the deep dive allowance column.
| NES | 0 | 0 | 0 | 0 | 0 | 0 | 0 | 0 |  | 0 | 1726.256 | 0% | Shallow dive plus leakage allowance | 0% | 0 | 0 | 0 | The £20.2m reallocated to this line at IAP is now retained within the resilience feeder model. We assess the company's leakage allowance in the 'leakage assessment' tab and report the output in the deep dive allowance column.
| NWT | 27.472 | 22.5142 | 0.72032 | 0.24632 | 0.25332 | 51.2062 | 0 | 51.2062 |  | 51.2062 | 2477.5035 | 2.067% | Deep dive | 0% | 0 | 9.5 | 9.5
| SRN | 30.157 | 28.914 | 35.034 | 55.731 | 77.295 | 227.131 | 0 | 227.131 |  | 227.131 | 1118.065 | 20.31% | Deep dive | 7.115% | 0 | 175.2522 | 175.2522
| SVE | 20.2921 | 25.9411 | 28.7371 | 35.7001 | 42.5251 | 153.1957 | -1.6 | 151.5957 |  | 151.5957 | 3115.8042 | 4.865% | Deep dive | 0% | 0 | 88.032 | 88.032 | We reallocate £1.600m to metering and consider our reallocation appropriate based on the stated purpose of the forecast expenditure the company provides.
| SWB | 0.94 | 0.94 | 0.684 | 0.684 | 0.684 | 3.932 | 11.198 | 15.13 |  | 15.13 | 894.252 | 1.692% | Shallow dive plus leakage allowance | 0% | 3.932 | 0 | 3.932 | The company submits £3.932m in the supply demand balance lines which is not material and therefore we assess it through a shallow dive approach and apply the company specific efficiency challenge. We reallocate expenditure of £11.198m associated with leakage from the company's freeform line and assess the company's leakage allowance in the 'leakage assessment' tab and report the output in the deep dive allowance column.
| TMS | 32.7514 | 45.5565 | 62.1625 | 56.4813 | 53.4284 | 250.38 | 0 | 250.38 |  | 250.38 | 5221.0529 | 4.796% | Deep dive | 10% | 0 | 79.1413 | 79.1413
| WSH | 2.051 | 8.612 | 8.693 | 6.132 | 2.355 | 27.843 | 66.655 | 94.498 |  | 94.498 | 1665.97 | 5.672% | Deep dive | 0% | 0 | 32.824 | 32.824 | We reallocate £37.501m capex from the company's freeform leakage enhancement line and £29.154 capex associated with leakage from the company's freeform 'Project Cartref' line. We consider our reallocation appropriate based on the stated purpose of the forecast expenditure the company provides. The company has accepted our reallocation of the expenditure associated with the Vowchurch interconnection scheme at IAP and includes it within the supply demand balance lines in its April 2019 submission.
| WSX | 4.9098 | 5.2698 | 5.6398 | 5.9998 | 6.3698 | 28.189 | 0 | 28.189 |  | 28.189 | 650.053 | 4.336% | Deep dive | 0% | 0 | 2.851 | 2.851
| YKY | 0.112 | 0.097 | 0.063 | 0.047 | 0.022 | 0.341 | 136.533 | 136.874 |  | 136.874 | 1886.865 | 7.254% | Deep dive | 0% | 0 | 0 | 0 | We reallocate £71.863m capex and £64.670m opex from the company's freeform leakage enhancement line. We consider our reallocation appropriate based on the stated purpose of the forecast expenditure the company provides.
| AFW | 32.1417 | 34.6261 | 26.7197 | 25.6765 | 19.417 | 138.581 | -12.366 | 126.215 |  | 126.215 | 1366.0245 | 9.24% | Deep dive | 0% | 0 | 62.719 | 62.719 | We reallocate £12.366m associated with 'Supply 2040' to the resilience line and consider our reallocation appropriate based on the stated purpose of the forecast expenditure the company provides. Since IAP the company has reallocated all 'Water Savings Programme' costs to metering in resubmitted plan.
| BRL | 0.844 | 0.845 | 0.847 | 0.849 | 0.85 | 4.235 | 0 | 4.235 |  | 4.235 | 448.798 | 0.9436% | Deep dive | 10% | 0 | 2.4004 | 2.4004
| PRT | 1.16 | 0.387 | 1.445 | 1.209 | 0 | 4.201 | 0 | 4.201 |  | 4.201 | 228.13 | 1.841% | Deep dive | 0% | 0 | 2.6544 | 2.6544 | We remove £65.486m of supply side capex expenditure associated with the development of the Havant Thicket reservoir project from this model in the data override tab because we assess this expenditure within a separate price control in the model 'FM_CAC_HVT separate control'.
| SES | 0.539 | 0.529 | 0.518 | 0.507 | 0.496 | 2.589 | 17.443 | 20.032 |  | 20.032 | 254.169 | 7.881% | Deep dive | 1.539% | 0 | 2.589 | 2.589 | We reallocation £14.951m capex and £2.492m opex from bespoke leakage line and consider our reallocation appropriate based on the stated purpose of the forecast expenditure the company provides.
| SEW | 14.4449 | 36.3278 | 39.6713 | 19.5303 | 24.2463 | 134.2206 | 0 | 134.2206 | -58.27 | 75.9506 | 960.674 | 13.97% | Deep dive | 2.746% | 0 | 48.9726 | 48.9726 | We incorporate enhancement costs which are driven by population growth in our base cost econometric models. The company proposes investment of £58.270m totex (£58.270m capex, £0m opex) driven by growth and, therefore, we do not make an additional allowance for it in this line or reallocate it for assessment elsewhere, since we assume it is included within our modelled base allowance ("Zonal Strategies" for internal water resource zone investment on trunk mains, reservoirs and pumping stations to meet local increases in demand resulting from new housing development, Appendices 11 and 5 p.14-15).
| SSC | 2.6727 | 3.4758 | 3.7399 | 3.63 | 2.6145 | 16.1329 | 0 | 16.1329 |  | 16.1329 | 535.8451 | 3.011% | Deep dive | 5.063% | 0 | 5.86 | 5.86
| Total | 238.7594 | 273.0255 | 274.1849 | 272.69 | 288.0695 | 1346.7294 | 570.786 | 1917.5154 |  | 1680.4623 | 25428.4018 |  |  |  | 3.932 | 867.3442 | 871.2762
| Cost Driver 1 |  | SDB Supply-side benefit Ml/d
| Company | 2020-21 | 2021-22 | 2022-23 | 2023-24 | 2024-25 | Driver 2020-21 to 2024-25
| ANH | 0 | 0 | 0 | 0 | 6 | 6
| HDD | 0 | 0 | 0 | 0 | 0 | 0
| NES | 0 | 0 | 0 | 0 | 0 | 0
| NWT | 0 | 0 | 0 | 0 | 0 | 0
| SRN | 0 | 23 | 33.68 | 15 | 12.12 | 83.8
| SVE | 0 | 0 | 0 | 0 | 0 | 0
| SWB | 0 | 0 | 0 | 0 | 0 | 0
| TMS | 21 | 0 | 0 | 0 | 17.6 | 38.6
| WSH | 0 | 0 | 3.98 | 0.56 | 0.56 | 5.1
| WSX | 0 | 0 | 0 | 0 | 0 | 0
| YKY | 0 | 0 | 2 | 0 | 0 | 2
| AFW | 2.07 | 0.14 | 1.32 | 5 | 0 | 8.53
| BRL | 0 | 0 | 0 | 0 | 0 | 0
| PRT | 11.8 | 0 | 15 | 0 | 0 | 26.8
| SES | 0 | 0 | 0 | 0 | 0 | 0
| SEW | 0 | 0 | 0 | 18.18 | 0 | 18.18
| SSC | 2.3 | 0 | 0 | 3.92 | 0 | 6.22
| SVT | 0 | 0 | 0 | 0 | 0
| SWT | 0 | 0 | 0 | 0 | 0
| BWH | 0 | 0 | 0 | 0 | 0
| DVW | 0 | 0 | 0 | 0 | 0
| Total | 37.17 | 23.14 | 55.98 | 42.66 | 36.28 | 195.23
| Cost Driver 2 |  | SDB Demand-side benefit Ml/d
| Company | 2020-21 | 2021-22 | 2022-23 | 2023-24 | 2024-25 | Driver 2020-21 to 2024-25
| ANH | 11.62 | 10.95 | 11.64 | 11.67 | 10.37 | 56.25
| HDD | 0.43661 | 0.43563 | 0.43563 | 0.43562 | 0.43562 | 2.1791
| NES | 16.25 | 30.9 | 31.3 | 30.78 | 30.47 | 139.7
| NWT | 0 | 8.9345 | 8.97 | 13.45 | 35.85 | 67.2045
| SRN | 15.28 | 5.68 | 4.51 | 6.67 | 5.54 | 37.68
| SVE | 2.06 | 19.57 | 29.0004 | 35.0604 | 17.9204 | 103.6113
| SWB | 7.6 | 5.63 | 5.54 | 5.66 | 5.51 | 29.94
| TMS | 56.5069 | 35.1253 | 39.3484 | 38.8102 | 32.9878 | 202.7785
| WSH | 0 | 0 | 0 | 0 | 0 | 0
| WSX | 3.87 | 3.83 | 3.79 | 3.75 | 3.72 | 18.96
| YKY | 13.45 | 13.45 | 13.45 | 13.45 | 13.45 | 67.25
| AFW | 11.9793 | 11.3285 | 11.8766 | 14.0297 | 9.739 | 58.9532
| BRL | 1.04 | 1.04 | 1.54 | 1.54 | 1.53 | 6.69
| PRT | 0 | 0 | 0 | 0 | 0 | 0
| SES | 1.72 | 1.73 | 1.73 | 1.73 | 1.73 | 8.64
| SEW | 2.74 | 3.51 | 6.55 | 6.95 | 6.86 | 26.61
| SSC | 5.59 | 4.62 | 4.62 | 4.63 | 4.64 | 24.1
| SVT | 0 | 0 | 0 | 0 | 0
| SWT | 0 | 0 | 0 | 0 | 0
| BWH | 0 | 0 | 0 | 0 | 0
| DVW | 0 | 0 | 0 | 0 | 0
| Total | 150.1428 | 156.7339 | 174.3011 | 188.616 | 180.7528 | 850.5466
| Cost Driver 2 |  | Leakage (Ml/d)
|  | 2019-20 | 2024-25 | 2024-25 | 2024-25 | APP1 |  | App 2
| Company | Leakage 2019-20 (Ml/d) | Leakage 2024-25 (Ml/d) | Mains length forecast 2024-25 (km) | Property forecast 2024-25 (000's) | App1 Leakage forecast 3-year average position in 2019-20 (Ml/d) | App1 Leakage forecast 3-year average position in 2024-25 (Ml/d) | App2 Leakage 2019-20 (Ml/d) | App2 Leakage 2024-25 (Ml/d)
| ANH | 172 | 142.24 | 40161 | 2416.46 | 184 | 169.6 | 172 | 142.2
| HDD | 14.5124 | 12.3347 | 2701.5138 | 107.5332 | 14.73 | 12.91 | 14.7 | 12.5
| NES | 201.11 | 169.38 | 26821 | 2145.379 | 203 | 175.7 | 201.1 | 169.3
| NWT | 448.23 | 381 | 42842.2921 | 3475.5024 | 450 | 386.9 | 448.2 | 357
| SRN | 105.4 | 89.6 | 14185 | 1194.283 | 105.4 | 89.6 | 105.4 | 89.6
| SVE | 421.5874 | 357.2561 | 47373.408 | 3768.2953 | 387.63 | 332.1 | 381 | 323
| SWB | 116.2 | 100.16 | 18592 | 1109.943 | 119.5 | 101.5 | 116.2 | 100.2
| TMS | 674.6 | 540.2997 | 32467.1545 | 4262.5683 | 714 | 568 | 674.6 | 540.3
| WSH | 169 | 143 | 28037 | 1492.524 | 171 | 148.2 | 169 | 143
| WSX | 78.1577 | 66.434 | 12250.0161 | 660.203 | 78.8618 | 68.8 | 78.2 | 66.4
| YKY | 269 | 201.75 | 32436 | 2429.2194 | 269 | 201.8 | 234.6 | 175
| AFW | 162.2 | 132.2 | 17028 | 1612.517 | 178.503 | 138.2 | 162.2 | 132.2
| BRL | 43 | 36.5 | 7010 | 577.233 | 43 | 36.5 | 43 | 36.5
| PRT | 34.87 | 29.57 | 3416 | 334.5 | 34.9 | 27.9 | 34.9 | 27.9
| SES | 24 | 20.4 | 3544 | 308.0445 | 24.1 | 21.1 | 24 | 20.4
| SEW | 87.6922 | 75.0759 | 15382.7869 | 1079.0054 | 87.4749 | 79.1 | 95.6 | 80.6
| SSC | 84 | 64.4 | 9016.2 | 794.7917 | 84.9 | 68.4 | 84 | 64.5
| SVT | 0 | 0 | 0 | 0
| SWT | 0 | 0 | 0 | 0
| BWH | 0 | 0 | 0 | 0
| DVW | 0 | 0 | 0 | 0
[8 empty] | 570.786 | 0
| Supply-side capex | [5 empty] | 1346.7294 | 570.786 | 1917.5154
| Company | 2020-21 | 2021-22 | 2022-23 | 2023-24 | 2024-25 | Requested capex 2020-25 pre-reallocations | Net AMP7 reallocations | Requested capex 2020-25 post reallocations | Comments on reallocations
| ANH | 12.4385 | 15.7747 | 12.965 | 12.3281 | 11.3454 | 64.8517 | 505.939 | 570.7907 | We reallocate £264.871m from resilience and £241.068m from WINEP-Water framework directive, 'WRMP Supply Side Strategy' business case, PR19 Water tables data commentary, April 2019 P33. We consider our reallocation appropriate based on the stated purpose of the forecast expenditure the company provides. We no longer reallocate the £55.091m driven by growth but we remove this from the deep dive assessment because it is included in the botex plus model.
| HDD | 0 | 0 | 0 | 0 | 0 | 0 |  | 0
| NES | 0 | 0 | 0 | 0 | 0 | 0 |  | 0
| NWT | 0 | 0 | 0 | 0 | 0 | 0 |  | 0
| SRN | 17.591 | 15.963 | 21.314 | 40.278 | 61.457 | 156.603 |  | 156.603
| SVE | 11.524 | 17.173 | 22.867 | 29.83 | 35.206 | 116.6 |  | 116.6
| SWB | 0 | 0 | 0 | 0 | 0 | 0 |  | 0
| TMS | 0.14217 | 2.854 | 12.2789 | 11.9002 | 11.7401 | 38.9154 |  | 38.9154
| WSH | 1.815 | 8.378 | 8.461 | 5.903 | 2.127 | 26.684 |  | 26.684
| WSX | 3.9697 | 3.9697 | 3.9697 | 3.9697 | 3.9697 | 19.8485 |  | 19.8485
| YKY | 0.112 | 0.097 | 0.063 | 0.047 | 0.022 | 0.341 |  | 0.341
| AFW | 12.7247 | 15.2091 | 7.3027 | 6.2595 | 0 | 41.496 | -12.366 | 29.13 | We reallocate £12.366m to resilience and consider our reallocation appropriate based on the stated purpose of the forecast expenditure the company provides.
| BRL | 0 | 0 | 0 | 0 | 0 | 0 |  | 0
| PRT | 0 | 0 | 1.445 | 1.209 | 0 | 2.654 |  | 2.654
| SES | 0 | 0 | 0 | 0 | 0 | 0 |  | 0
| SEW | 5.3777 | 11.2327 | 11.0176 | 1.6504 | 2.074 | 31.3524 |  | 31.3524
| SSC | 0 | 0.82635 | 1.1021 | 0.99223 | 0 | 2.9207 |  | 2.9207
| SVT | 0 | 0 | 0 | 0 | 0
| SWT | 0 | 0 | 0 | 0 | 0
| BWH | 0 | 0 | 0 | 0 | 0
| DVW | 0 | 0 | 0 | 0 | 0
| Total | 65.6947 | 91.4776 | 102.7862 | 114.367 | 127.9412 | 502.2667 | 493.573 | 995.8397
Demand-side capex
| Company | 2020-21 | 2021-22 | 2022-23 | 2023-24 | 2024-25 | Requested capex 2020-25 pre-reallocations | Net AMP7 reallocations | Requested capex 2020-25 post reallocations | Comments on reallocations
| ANH | 34.6866 | 33.8925 | 34.9091 | 34.0117 | 31.4944 | 168.9943 | -98.34 | 70.6543 | We reallocate £98.340m to metering based on the stated purpose of the forecast expenditure the company provides , 'Smart metering' business case (PR19 Water tables data commentary, April 2019 P67).
| HDD | 0 | 0 | 0 | 0 | 0 | 0 |  | 0
| NES | 0 | 0 | 0 | 0 | 0 | 0 |  | 0
| NWT | 27.2402 | 22.2804 | 0.48 | 0 | 0 | 50.0006 |  | 50.0006
| SRN | 5.084 | 5.469 | 6.238 | 7.971 | 8.356 | 33.118 |  | 33.118
| SVE | 7.847 | 7.847 | 4.949 | 4.949 | 6.398 | 31.99 | -1.6 | 30.39 | We reallocate £1.600m to metering based on the stated purpose of the forecast expenditure the company provides.
| SWB | 0.9 | 0.9 | 0.644 | 0.644 | 0.644 | 3.732 | 7.298 | 11.03 | We reallocate £7.298m from the freeform line metering based on the stated purpose of the forecast expenditure the company provides.
| TMS | 14.6836 | 24.3289 | 30.855 | 27.7954 | 24.6898 | 122.3526 |  | 122.3526
| WSH | 0 | 0 | 0 | 0 | 0 | 0 | 66.655 | 66.655 | We reallocate £37.501m from the company's freeform leakage enhancement line and £29.154 associated with leakage from the company's freeform 'Project Cartref' line. We consider our reallocation appropriate based on the stated purpose of the forecast expenditure the company provides.
| WSX | 0.57012 | 0.57012 | 0.57012 | 0.57012 | 0.57012 | 2.8506 |  | 2.8506
| YKY | 0 | 0 | 0 | 0 | 0 | 0 | 71.863 | 71.863 | We reallocate £71.863m from the company's freeform leakage enhancement line. We consider our reallocation appropriate based on the stated purpose of the forecast expenditure the company provides.
| AFW | 9.08 | 9.08 | 9.08 | 9.08 | 9.08 | 45.4 |  | 45.4
| BRL | 0.696 | 0.696 | 0.696 | 0.696 | 0.696 | 3.48 |  | 3.48
| PRT | 1.16 | 0.387 | 0 | 0 | 0 | 1.547 |  | 1.547
| SES | 0 | 0 | 0 | 0 | 0 | 0 | 14.951 | 14.951 | We reallocate £14.951m from the company's freeform leakage enhancement line. We consider our reallocation appropriate based on the stated purpose of the forecast expenditure the company provides.
| SEW | 7.1066 | 22.8434 | 25.4326 | 13.2536 | 15.8186 | 84.4548 |  | 84.4548 | We no longer reallocate the £58.270m driven by growth but we remove this from the deep dive assessment because it is included in the botex plus model.
| SSC | 1.9621 | 1.9621 | 1.9621 | 1.9621 | 1.9621 | 9.8104 |  | 9.8104
| SVT | 0 | 0 | 0 | 0 | 0
| SWT | 0 | 0 | 0 | 0 | 0
| BWH | 0 | 0 | 0 | 0 | 0
| DVW | 0 | 0 | 0 | 0 | 0
| Total | 111.0162 | 130.2564 | 115.8158 | 100.9329 | 99.7089 | 557.7303 | 60.827 | 618.5573
Supply-side opex
| Company | 2020-21 | 2021-22 | 2022-23 | 2023-24 | 2024-25 | Requested capex 2020-25 pre-reallocations | Net AMP7 reallocations | Requested capex 2020-25 post reallocations | Comments on reallocations
| ANH | 0.019723 | 0.15332 | 0.26483 | 0.30753 | 0.34781 | 1.0932 | 8.652 | 9.7452 | We reallocate of £4.637m from resilience and £4.015m from WINEP-Water framework directive, 'WRMP Supply Side Strategy' business case, PR19 Water tables data commentary, April 2019 P33. We consider our reallocation appropriate based on the stated purpose of the forecast expenditure the company provides. We no longer reallocate the £1.093m driven by growth but we remove this from the deep dive assessment because it is included in the botex plus model.
| HDD | 0 | 0 | 0 | 0 | 0 | 0 |  | 0
| NES | 0 | 0 | 0 | 0 | 0 | 0 |  | 0
| NWT | 0.026 | 0.027 | 0.033 | 0.039 | 0.046 | 0.171 |  | 0.171
| SRN | 0.2 | 0.2 | 0.2 | 0.2 | 0.2 | 1 |  | 1
| SVE | 0 | 0 | 0 | 0 | 0 | 0 |  | 0
| SWB | 0 | 0 | 0 | 0 | 0 | 0 |  | 0
| TMS | 2.65 | 3.0979 | 3.753 | 1.5101 | 1.723 | 12.734 |  | 12.734
| WSH | 0.236 | 0.234 | 0.232 | 0.229 | 0.228 | 1.159 |  | 1.159
| WSX | 0.37 | 0.73 | 1.1 | 1.46 | 1.83 | 5.49 |  | 5.49
| YKY | 0 | 0 | 0 | 0 | 0 | 0 |  | 0
| AFW | 0 | 0 | 0 | 0 | 0 | 0 |  | 0
| BRL | 0 | 0 | 0 | 0 | 0 | 0 |  | 0
| PRT | 0 | 0 | 0 | 0 | 0 | 0 |  | 0
| SES | 0 | 0 | 0 | 0 | 0 | 0 |  | 0
| SEW | 0 | 0 | 0 | 0.17752 | 0.17552 | 0.35305 |  | 0.35305
| SSC | 0 | 0 | 0 | 0 | 0 | 0 |  | 0
| SVT | 0 | 0 | 0 | 0 | 0
| SWT | 0 | 0 | 0 | 0 | 0
| BWH | 0 | 0 | 0 | 0 | 0
| DVW | 0 | 0 | 0 | 0 | 0
| Total | 3.5017 | 4.4422 | 5.5828 | 3.9231 | 4.5503 | 22.0002 | 8.652 | 30.6522
Demand-side opex
| Company | 2020-21 | 2021-22 | 2022-23 | 2023-24 | 2024-25 | Requested capex 2020-25 pre-reallocations | Net AMP7 reallocations | Requested capex 2020-25 post reallocations | Comments on reallocations
| ANH | 21.127 | 9.1697 | 11.3713 | 13.6194 | 14.3255 | 69.6129 | -63.328 | 6.2849 | We reallocate £63.328m to metering based on the stated purpose of the forecast expenditure the company provides , 'Smart metering' business case (PR19 Water tables data commentary, April 2019 P67).
| HDD | 0 | 0 | 0 | 0 | 0 | 0 |  | 0
| NES | 0 | 0 | 0 | 0 | 0 | 0 |  | 0
| NWT | 0.2058 | 0.20681 | 0.20732 | 0.20732 | 0.20732 | 1.0346 |  | 1.0346
| SRN | 7.282 | 7.282 | 7.282 | 7.282 | 7.282 | 36.41 |  | 36.41
| SVE | 0.92113 | 0.92113 | 0.92113 | 0.92113 | 0.92113 | 4.6056 |  | 4.6056
| SWB | 0.04 | 0.04 | 0.04 | 0.04 | 0.04 | 0.2 | 3.9 | 4.1 | We reallocate £3.900m from the freeform line metering based on the stated purpose of the forecast expenditure the company provides.
| TMS | 15.2756 | 15.2756 | 15.2756 | 15.2756 | 15.2756 | 76.378 |  | 76.378
| WSH | 0 | 0 | 0 | 0 | 0 | 0 |  | 0
| WSX | 0 | 0 | 0 | 0 | 0 | 0 |  | 0
| YKY | 0 | 0 | 0 | 0 | 0 | 0 | 64.67 | 64.67 | We reallocate £64.670m from the company's freeform leakage enhancement line. We consider our reallocation appropriate based on the stated purpose of the forecast expenditure the company provides.
| AFW | 10.337 | 10.337 | 10.337 | 10.337 | 10.337 | 51.685 |  | 51.685
| BRL | 0.148 | 0.149 | 0.151 | 0.153 | 0.154 | 0.755 |  | 0.755
| PRT | 0 | 0 | 0 | 0 | 0 | 0 |  | 0
| SES | 0.539 | 0.529 | 0.518 | 0.507 | 0.496 | 2.589 | 2.492 | 5.081 | We reallocate £2.492m from the company's freeform leakage enhancement line. We consider our reallocation appropriate based on the stated purpose of the forecast expenditure the company provides.
| SEW | 1.9606 | 2.2517 | 3.221 | 4.4489 | 6.1782 | 18.0603 |  | 18.0603
| SSC | 0.71064 | 0.68734 | 0.67569 | 0.67569 | 0.65239 | 3.4018 |  | 3.4018
| SVT | 0 | 0 | 0 | 0 | 0
| SWT | 0 | 0 | 0 | 0 | 0
| BWH | 0 | 0 | 0 | 0 | 0
| DVW | 0 | 0 | 0 | 0 | 0
| Total | 58.5467 | 46.8492 | 50.0001 | 53.467 | 55.8691 | 264.7321 | 7.734 | 272.4661
Data submitted by companies in April 2019, further adjustments based on our assessment of performance commitment stretch levels are made in the leakage assessment tab .

## Deep dive_ANH
Deep dive sheet - Anglian Water
| Assessment and QA |  |  |  | Validation
| Assessor | DW |  |  | OK | Key metrics match analysis sheet "Totex to carry through"? - Key metrics include the £56.994m which is driven by growth and not carried through to assessment (see analysis) and the expenditure associated with the direct procurement for customers schemes therefore we make an adjustment to the calculation
| Date completed | 2019-05-31 |  |  | OK | Key metrics match components for analysis
| Peer review (initials, date and QA log ref.) | SH, 05/07/2019
Deep dive costs
| Company | ANH
| Totex carried through deep dive 2020-25 (£m) | 478.692
| Totex assessed within cost adjustment claims (£m) | 0
| Totex assessed within deep dive (£m) | 478.692
| Totex allowance from cost adjustment claims (£m) | 0
| Totex allowance from deep dive (£m) | 354.5484
Overall assessment result
| Ofwat view of allowance for 2020-25 (£m) | 354.5484
Summary of assessment
Item | Component for enhancement cost analysis | Claimed benefit (Ml/d) | Claimed expenditure (£m) | Allowed benefit (Ml/d) | Allowed expenditure (£m) | Comments
1 | 2020-25 SDB enhancement total | 6 | 56.4159 | 27 | 40.6619 | The allowance is based upon the 87 Ml/d identified in 1a with a reduction of 4 Ml/d for the RTS Intra RZ - Meppershall PZ based on a challenge to the proposed size of the scheme. The CLN13a and CLN16 schemes have been removed from the analysis as they are now considered suitable for direct procurement for customers delivery and an allocation for set-up and management costs is derived in 1a. The variance from the initial assessment of business plans is as a result of the removal of the direct procurement for customers schemes and revisions to scheme costs based upon company information submitted in April 2019.
1a | 2020-25 supply enhancement | 6 | 48.154
1b | 2020-25 demand (non-leakage) enhancement | 0 | 0
2 | 2020-25 leakage enhancement | 23.35 | 76.939 |  | 69.2451 | The expenditure the company requests and associated benefits are unchanged from initial assessment of plans. We identify the expenditure and benefits for this component from PR19 Water tables commentary April 2019, business case 'Driving Down the Leakage Frontier' and we remove benefits associated with metering expenditure. We make an increase in allowance since the initial assessment of business plans which results from the use of the company's own unit cost with the company specific efficiency factor applied, and removal of the benefits cap that was applied at initial assessment of plans as a result of the cost adjustment claim ANH-WN601001. At initial assessment of plans we used a 15% reduction as a 2019-20 to 2024-25 stretch threshold for allowing enhancement funding, but we consider absolute levels (upper quartile by 2024-25) as reflective of performance, and we recognise stretch performance through the outcomes framework. For calculation of allowance see tab 'leakage enhancement assessment'.
3 | Long-term enhancement |  | 5.741 |  | 2.8705 | Decrease in allowance since the initial assessment of business plans resulting from the South Lincolnshire reservoir scheme being considered within the regional strategic model. The remaining allowance is based upon the schemes identified as being required in the revised draft WRMP stress testing.
4 | Internal interconnections |  | 336.539 | 0.7184 | 241.7708 | The decrease in allowance since initial assessment of business plans corresponds to a reduction in the company's requested allowance as a result of further information the company provides detailing cost breakdown across supply-demand balance components. We have also adjusted the costs to reflect our conclusion that elements of the interconnection programme can be delivered through a direct procurement for customers process. There is an overall increase in percentage of requested expenditure that we allow based upon the additional information the company provides in its response. Due to the significant expenditure the company requests for this component and the 2020-25 supply-demand enhancement component, we intervene to give the company a bespoke performance commitment PR19ANH_39 – Internal interconnection programme to provide customer protection in this area (see PR19 draft determinations Anglian Water Outcomes performance commitment appendix).
5 | Investigations and future planning |  | 3.057 |  | 0 | No change since initial assessment of business plans. We make no allowance because we consider these costs are normal operating activities (planning and co-ordination between teams already working on company plans) included within base allowance for the provision of an efficient and secure supply-demand balance in order to meet statutory obligations.
| Total |  | 478.6919 |  | 354.5484
| Unit costs | Company (£m/Ml/d) | Industry (£m/Ml/d)
| 2020-25 SDB enhancement unit cost | 1.2119 | 1.2 | Company unit cost based upon benefits of proposed supply options
| Leakage enhancement unit cost | 3.295 | 2.0302
| Deep dive company efficiency challenge | 10%
Notes
1 | 2020-25 SDB enhancement total
Derivation of the supply-side allowance is based upon the 87 Ml/d identified in 1a with a reduction of 4 Ml/d for the RTS Intra RZ - Meppershall PZ based upon challenging the size of scheme which is significantly larger than that required to resolve the supply-demand balance deficit. We have applied a 10% challenge to the SHB2a scheme to reflect that insufficient evidence is provided for consideration of a wide range of options.
1a | 2020-25 supply enhancement breakdown
PR19 Water tables commentary April 2019, P36
| Scheme description | Integrated with WRMP interconnector scheme | Capacity (Ml/d) | Capex (£m) | Opex (£m)
| SHB2a-Pyewipe Water Reuse for Non-potable use - treatment | No | 6 | 25.318 | 0.507
| CLN13a-New 31 Ml/d potable WTW at Elsham - treatment only | No | 31 | 40.684 | 0.318
| CLN15- treatment for ELN transfer (25MLD) | Yes | 25 | 16.204 | 0.071
| ELY9 North Fenland WRZ to Ely WRZ Non infra only | Yes | 20 | 16.465 | 0.647
| RTS Intra RZ - Meppershall PZ Non infra only | Yes | 5 | 5.187 | 0.03 | Deficit is 1 Ml/d in 2045 but treatment is identified for 5 Ml/d, we have therefore challenged the sizing of this scheme, revised draft WRMP Supply-side option development v2, 4.1.3 Intra WRZ transfer options,P11
|  | All schemes totals | 87 | 103.858 | 1.573
|  | Non-DPC scheme totals | 31 | 46.97 | 1.184
Adjustments for DPC candidate schemes
The Elsham treatment and transfer schemes CLN13a,CLN15 and CLN16 have been identified as candidate DPC schemes. Therefore we have amended the company's assessment accordingly to reflect this.
| Total company request for schemes | 130.051 | £m totex
| Allowance based on current assessment | 113.5322 | £m totex
Based on our assessment of large schemes presented in business plans at PR19 we make an assumption that design costs are 6% of total scheme costs. This is based upon the information submitted regarding the strategic regional schemes and comparison with other sectors.
| Design costs as % of total scheme costs | 6%
| Design costs (£m) | 6.8119
| Pre-tender costs (£m) | 1 | from final methodology
| Management costs (£m) | 0.45 | £0.15m per year following commencement of construction, April 2022-Dec 2024 - assume 3 years
| DPC development allowance (£m) | 8.2619 | against an assumed request for this amount
Note that tender costs at 1% of overall scheme costs should also be included in the allowance above which will be amended accordingly at final determination
| Adjustment required to requested costs (£m) | 121.7891 | to be removed in the analysis tab.
It is assumed this is removed from the supply-side capex and opex and that the allocated DPC money is all capex, note the adjustment is split evenly across the years
| Opex adjustment required (£m) | 0.527
| Capex adjustment required (£m) | 121.2621
1b | 2020-25 demand (non-leakage) enhancement
Note Anglian Water's 2020-25 demand (non-leakage) enhancement component is zero because this expenditure is intrinsically linked to the metering expenditure that is assessed in the metering feeder model, FM_E_WW_metering.
2 | Leakage expenditure breakdown
PR19 Water tables commentary April 2019, business case 'Driving Down the Leakage Frontier' P136
| 70.654 | £m | capex
| 6.285 | £m | opex
| 23.35 | Ml/d | benefits
"By the end of AMP7, 23.3 Ml/d of savings will be achieved through infrastructure renewal and optimisation schemes; the remaining 6.7 Ml/d reduction will be achieved through smart meter driven customer supply pipe leakage savings." PR19 Water tables commentary April 2019, business case 'Driving Down the Leakage Frontier' P141
DYAA/DYCP benefits are recorded in PR19 Water tables commentary April 2019, P141 as 4.67 Ml/d per annum.
3 | Long-term enhancement breakdown draft determination
PR19 Water tables commentary April 2019, P37
| Scheme description | Capex (£m) | Allocation (£m) | Comment
| Adaptive planning | 5.741 | 2.8705
Development of the South Lincolnshire reservoir is now considered within the strategic regional model, FM_E_WW_strategic regional
4 | Interconnection investment breakdown draft determination
Capacity scope challenge
| Maximum capacity required 2020-45 (from review of rdWRMP planning tables) | Efficiency challenge applied
| 70-90% | 10%
| 50-70% | 20%
| <50% | 30%
| Challenge due to insufficient demonstration of optioneering, e.g. limited consideration of trading options |  |  | 10%
| Cost efficiency challenge |  |  | 10%
| Interconnector Investment Summary, PR19 Water tables commentary April 2019, P42-43 | [11 empty] | Additional scheme reference information
| Scheme description | Related treatment included in 2020-25 scheme (see 1a above) | Ml/d transferred | Length of interconnection (km) | Capex (£m) | Opex (£m) | Maximum capacity requirement from revised draft WRMP planning tables 2020-45 (Ml/d) | Maximum capacity requirement in planning tables 2020-45 (as % of capacity) | Challenged option size? | Challenged option selection? | Allowance (totex) | Comments | Diameter (mm) | No. of pumping stations | Directional drills required
| CLN16-New Elsham WTW to new North Lincoln SR | Yes | 62 | 55.935 | 72.636 | 0.138 | 54.85 | 88.47% | Y | Y | 53.0522 | This scheme is considered as a candidate for DPC delivery and therefore is removed from the interconnection allowance with a separate development allowance made in note 1a above. We make a challenge to this scheme based upon the insufficient evidence the company provides for the consideration of alternative trading options with Yorkshire Water or Severn Trent Water identified within the rejection log in the revised draft WRMP supply side development document. | 900 | 2 | 37
| SLN6-Central Lincolnshire WRZ to South Lincolnshire WRZ | No | 63 | 55.838 | 28.528 | 2.378 | 60.17 | 95.51% | N | N | 27.8154 |  | 900 | 2 | 26
| RTN27-South Lincolnshire WRZ to North Ruthamford WRZ | No | 67 | 49.404 | 54.806 | 1.142 | 64.37 | 96.07% | N | Y | 45.3179 | We challenge this scheme due to the uncertainty regarding the feasibility of third party options involving the Canal and Rivers Trust and Severn Trent Water. Variants of these options are being considered for the strategic transfer of 50 Ml/d to Affinity Water and there is insufficient justification for assigning these options as potential future resource options when the proposed option expenditure in the zone is significant. We are concerned that the opportunity for an integrated approach to a regional strategic solution may be limited by the proposed solution. | 600 | 1
| SFN4-North Ruthamford WRZ to South Fenland WRZ | No | 40 | 55.51 | 49.928 | 0.118 | 31.85 | 79.62% | Y | N | 36.0331 | We challenge this option based on sizing and note some inconsistency in the representation of the option because it is listed as 40 Ml/d average capacity in the PR19 documentation but named as a 35 Ml/d option in the revised draft WRMP supply side development document. | 700 | 1 | 0
| NFN4_02a-1034-Emneth Hungate - Stoke Ferry | No | 20 | 21.991 | 13.565 | 0.097 | 12.08 | 60.4% | Y | N | 9.8366 | We challenge this option based upon sizing and note that the option to transfer 11 Ml/d (NFN8) appears to be higher cost than the 20 Ml/d (NFN4) option in the revised draft WRMP supply side development document. | 459 | 1 | 6
| ELY9 North Fenland WRZ to Ely WRZ | Yes | 20 | 34.296 | 23.68 | 0.015 | 19.43 | 97.15% | N | N | 21.3255 |  | 600 | 1 | 7
| NWM6-Ely WRZ to Newmarket WRZ | No | 20 | 16.094 | 14.666 | 0.473 | 19.64 | 98.2% | N | N | 13.6251 |  | 600 | 1 | 5
| CVY1-Transfer from Newmarket WRZ to Cheveley WRZ | No | 1 | 8.979 | 2.486 | 0.031 | 1 | 100% | N | Y | 1.2 | We challenge this option based upon the insufficient evidence the company provides for consideration of third party and trading options identified in the rejection register in the revised draft WRMP supply side development document. Due to the relatively small deficit that is required to be resolved over the long-term we make an allowance based upon the 2020-25 SDB enhancement unit cost retaining the proposed 1 Ml/d benefit. | 229 | 1 | 1
| BHV5-Newmarket WRZ to Bury Haverhill WRZ | No | 20 | 33.045 | 19.61 | 1.238 | 19.7 | 98.5% | N | N | 18.7632 |  | 500 | 1 | 4
| ESU8-Bury Haverhill WRZ to East Suffolk WRZ | No | 20 | 43.504 | 25.397 | 0.407 | 9.68 | 48.4% | Y | Y | 14.6577 | We challenge this option based upon sizing and we note that in the long term a relatively low deficit of 3 Ml/d is forecast. From review of the options presented we consider that ESU9 (10 Ml/d) may better match the requirements in this zone. We therefore base the allowance upon the ratio of totex for option ESU9 (10 Ml/d) to ESU9 (20Ml/d) presented in the revised draft WRMP supply side development document (Table 6.64). We additionally challenge because the company plans significant investment in the East Suffolk and South Essex zones but provides insufficient evidence for consideration of transfer options from neighbouring companies in this area. | 500 | 1 | 16
| SEX4-East Suffolk WRZ to South Essex WRZ | No | 15 | 41.496 | 24.291 | 0.066 | 11.54 | 76.93% | Y | Y | 17.7563 | We challenge this option based upon sizing and additionally challenge because the company plans significant investment in the East Suffolk and South Essex zones but provides insufficient evidence for consideration of transfer options from neighbouring companies in this area. | 500 | 1 | 23
| HPB1 - Norwich & the Broads WRZ to Happisburgh WRZ | No | 1.5 | 4.583 | 7.25 | 0.096 | 1.14 | 76% | Y | Y | 4.7602 | We challenge this option based upon its significant cost, the potential for a reduced capacity and the insufficient justification the company provides for the rejection of alternative options. We note only a single feasible option has been considered. The company presumes that groundwater abstractions would not be viable but it is not clear that this is confirmed by the Environment agency. To reflect the potential challenge in this zone we apply an efficiency challenge (10%), rather than the 2020-25 SDB enhancement unit cost (£1.2m/Ml/d). | 291 | 1 | 4
| NTM1 Potable Hub-02a-1223a&1223b -CLN-NTM | No | 3.5 | 41.099 | 12.833 | 0.278 | 1.58 | 45.14% | Y | Y | 1.92 | We challenge this option based upon its significant cost, the potential for a reduced capacity and the insufficient justification the company provides for the rejection of alternative options, including third party and trading options We note only a single feasible option has been considered. We also note that Sherwood sandstone aquifer recharge option is moved for consideration in Ruthamford North as RTN12 but not is not required there. The company states the option has small deployable output benefits but this could potentially be sufficient for the Nottinghamshire zone with its relatively low deficit. Due to the relatively small benefit that is required from this option over the long-term we make an allowance based upon the 2020-25 SDB enhancement unit cost (£1.2m/Ml/d) using the 1.6 Ml/d benefit (noting only 1.01 Ml/d is required until 2040). | 291 | 2 | 41
| BHV Intra RZ Bury Haverhill Transfers | No | 8 | 17.7 | 14.638 | 0.568 | 2.2 | 27.5% | Y | Y | 2.64 | We challenge this option based upon its significant cost, the potential for a reduced capacity and the insufficient justification the company provides for the rejection of alternative options. We note only a single feasible option has been considered and therefore make an allowance based upon the 2020-25 SDB enhancement unit (£1.2m/Ml/d) cost using the 2.2 Ml/d benefit (Revised draft WRMP 2019 Technical Document: WRZ Summaries September 2018, Figure 6.3.5, p139). | 441 | 4 | 10
| RTC2-Ruthamford South WRZ to Ruthamford Central WRZ | No | 12 | 22.293 | 8.322 | 0.013 | 6.78 | 56.5% | Y | Y | 5.4011 | We challenge this option based upon sizing and the insufficient justification the company provides for the inclusion of only two feasible options of significantly different size, 12 and 70 Ml/d.
| SD Resilience - Diddlington WTW | No | 1.5 | 11.53 | 2.2 | 0.003 | 0.4 | 26.67% | Y | Y | 0.48 | We challenge this option based upon sizing and the insufficient justification the company provides for the rejection of alternative options. We note only a single feasible option has been considered and therefore make an allowance based upon the 2020-25 SDB enhancement unit cost (£1.20m/Ml/d) using a 0.4 Ml/d benefit to represent a worst case scenario considering that the deficit is relatively small in this area (Revised draft WRMP 2019 Technical Document: WRZ Summaries September 2018, Figure 4.5.4, p100). | 125 | 1 | 2
| RTS Intra RZ - Woburn PZ | No | 5 | 2.236 | 3.541 | 0.041 | 2.6 | 52% | Y | Y | 3.12 | We challenge this option based upon sizing and the insufficient justification the company provides for the rejection of alternative options. We note only a single feasible option has been considered and therefore make an allowance based upon the 2020-25 SDB enhancement unit cost (£1.2m/Ml/d) using a 2.6 Ml/d benefit representing the challenge early in the period (Revised draft WRMP 2019 Technical Document: WRZ Summaries September 2018, Figure 2.5.5, p60). | 300 | 1 | 3
| NNR8-Little Melton - High Oak | No | 5 | 12.294 | 3.94 | 0.006 | 3.04 | 60.8% | Y | N | 2.8411 | We challenge this option based upon sizing. | 291 | 1 | 6
| THT1 - Bury to Ixworth to Thetford transfers | No | 3 | 0 | 0.647 | 0.058 | 1.53 | 51% | Y | N | 0.5076 | We challenge this option based upon sizing.
| RTS Intra RZ - Meppershall PZ | Yes | 5 | 9.6 | 3.216 | 0.004 | 1 | 20% | Y | Y | 0.84 | We challenge this option based upon sizing and the insufficient justification the company provides for the rejection of alternative options. We note only a single feasible option has been considered and therefore make an allowance based upon the 2020-25 SDB enhancement unit cost (£1.2m/Ml/d) using a 0.7 Ml/d benefit (Revised draft WRMP 2019 Technical Document: WRZ Summaries September 2018, Figure 2.5.4, p59). The related treatment allowance associated with metaldehyde has been assessed in section 1a. | 300 | 1 | 1
| SHB2b - Transfer from Pyewipe to non-potable network | Yes | 20.4 | 18.516 | 15.898 | 0.065 | 20.4 | 100% | N | Y | 12.93 | We challenge this scheme based the insufficient evidence the company provides for the consideration of alternative trading options with Yorkshire Water or Severn Trent Water identified within the rejection log for Central Lincolnshire WRZ. We also note that the company identifies potential water quality concerns that will need to be resolved for this option to be viable.
|  |  | 412.9 | 555.943 | 402.078 | 7.235 |  |  |  | Total allowance | 294.8231 |  |  | 24 | 192
[10 empty] | Total allowance (adjusted for DPC candidate schemes) | 241.7708
5 | Investigations and future planning | £m
| Request by company | 3.057 | The company identifies this expenditure for the purpose of undertaking sophisticated planning methods that account for planning under deep uncertainty and the implementation of an adaptive planning framework. We do not consider this enhancement over base expenditure for a core business activity is justified. We make a slight adjustment to the request figure in the summary table to reconcile the narrative figures to the total presented in table WS2.
6 | Summary of company reference data from April 2019 submission incorporating reallocations
ANH
| KEY METRICS from business plan |  | BP figures | Net reallocations | Assessed values | Validation
| Total SDB enhancement capex expenditure | £m | 233.846 | 407.599 | 641.445 | OK
| Total SDB enhancement opex expenditure | £m | 70.7061 | -54.676 | 16.0301 | OK
| Total SDB enhancement benefit | Ml/d | 62.25 | N/A | 62.25 | OK
| Total supply enhancement capex expenditure | £m | 64.8517 | 505.939 | 570.7907 | OK
| Total supply enhancement opex expenditure | £m | 1.0932 | 8.652 | 9.7452 | OK
| Total supply enhancement benefit | Ml/d | 6 | N/A | 6 | OK
| Total demand enhancement capex expenditure | £m | 168.9943 | -98.34 | 70.6543 | OK
| Total demand enhancement opex expenditure | £m | 69.6129 | -63.328 | 6.2849 | OK
| Total demand enhancement benefit | Ml/d | 56.25 | N/A | 56.25 | OK
● We accept that the company has identified a need to address a supply demand deficit within its water resource zones, however, the schemes presented do not represent the least cost solution at a programme level and the evidence that has been provided does not sufficiently demonstrate that the proposed plan represents the best value for customers in the long-term. The benefits beyond those required to satisfy the supply demand deficit presented in the revised draft WRMP are not clearly quantified and in some instances alternative options do not appear to have been fully investigated (such as third party options and trading). The company has not demonstrated that the option of considering alternative future plans while developing solutions to meet the immediate deficits in the form of a bridging plan between least cost and the best value presented has been fully considered at a programme level.
● We did not find evidence of a clear comparison of cost and benefits between the least cost plan, the best value plan presented and a potential alternative that maintains the interconnections as presented but is downsized to focus principally on resolving the supply demand deficit.
● There was insufficient evidence that a sufficient number of customers had been engaged in relation to the benefits and costs of the potential options identified above. It is unclear if the plan as presented represents the fair distribution of investment and intergenerational considerations because the solutions proposed do not appear to be significantly utilised in the short term.
● We note that the company requests significant expenditure for the development of the South Lincolnshire reservoir and other long-term options and we are concerned that the proposed delivery of the treatment and interconnections schemes in 2020-25 may limit the opportunity to provide an integrated regional solution at best value to the customer. A phased approach focusing on addressing the immediate deficits in 2020-25 may offer opportunity to deliver better value as greater clarity on the regional requirements will be achieved during this period.
● We have concerns that the options presented may not represent the best interests of the customers in terms of value and efficiency and we have challenged the individual schemes based on the principles below:
2) Consideration of alternative options – For some water resource zones and particularly for the intra-zonal deficits a limited number of feasible options are presented for considerations in optimising a solution. We have also noted significant variation in scale of options for some zones and our review suggests in some cases an intermediately sized or smaller option may have been more appropriate. We note that evidence of full consideration of both third party and trading options is limited with the company referring to further work in these areas. Where we have concerns a 10% efficiency challenge or application of the 1.2m/Ml/d is applied.
3) Efficiency of costs – The company has provided evidence that it considers supports the costs it presents. We note that the directional drilling costs appear to be higher than average and there are a significant number proposed in the scope of work. We consider that the evidence presented is sufficient to support the reduction identified in the company level efficiency challenge applied at IAP from 15% to 10%. The 10% reflects the fact the cost presented includes some scope for efficiency with examples of tendered cost information being lower cost than that identified by Anglian Water. We also consider there is opportunity for programme optimisation and programme level efficiencies to reduce costs and on an individual scheme level the company will have opportunity to deliver efficiently while meeting the need through approaches such as finalising pipeline routes, optimising service reservoir sizes and considering installation of smaller scale mechanical and electrical assets. This challenge is applied to all schemes.
Fenland reservoir, trading option with Severn Trent and innovative ASR investigations. We have reviewed these schemes against the long term assessment included in the revised draft WRMP, table 6.1.
Schemes that were identified as potentially being required in the 2030's include Severn Trent transfer, reuse and the South Lincolnshire reservoir (now included in strategic development). In the absence of further detail we have made an allowance of 50% of the costs to enable development of the schemes that were identified in the stress testing of the revised draft WRMP.
1 ) Consideration of the capacity of the proposed solution in comparison to supply demand balance deficit – The capacity of the proposed solution is reviewed against the figures presented in the revised draft WRMP planning tables. Where there is significant variation between the requirements of the DYAA or DYCP scenario across the 2020-25 period and the capacity installed a project sizing efficiency challenge is applied. The company needs to provide further evidence to justify the benefits received from installing the proposed capacity. We recognise the potential for peak capacities to be higher than those included in the revised draft WRMP planning tables but the factors driving these peak levels need to be justified and the probabilities of these being required clearly articulated.

## Deep dive_NWT
Deep dive - United Utilities Water
| Assessment and QA |  |  |  | Validation
| Assessor | RM |  |  | OK | Key metrics match analysis sheet "Totex to carry through"?
| Date completed | 2019-05-31 |  |  | OK | Key metrics match component for analysis?
| Peer review (initials, date and QA log ref.) | SH, 09/07/19
Deep dive costs
| Company | NWT
| Totex carried through deep dive 2020-25 (£m) | 51.2062
| Totex assessed within cost adjustment claims (£m) | 0
| Totex assessed within deep dive (£m) | 51.2062
| Totex allowance from cost adjustment claims (£m) | 0
| Totex allowance from deep dive (£m) | 9.5
Overall assessment result
| Ofwat view of allowance for 2020-25 (£m) | 9.5
Summary of assessment
Item | Component for enhancement cost analysis | Claimed benefit (Ml/d) | Claimed expenditure (£m) | Allowed benefit (Ml/d) | Allowed expenditure (£m) | Comments
1 | 2020-25 SDB enhancement total | 0 | 1.2056 | 0 | 0 | Assessed through a unit cost approach but no valid identified benefits therefore no allowance is made. Allowance unchanged from initial assessment of plans.
1a | 2020-25 supply enhancement | 0 | 0.171
1b | 2020-25 demand (non-leakage) enhancement | 0 | 1.0346
2 | 2020-25 leakage enhancement | 67.2045 | 40 |  | 0 | United Utilities is a fast track company and we retain the expenditure the company requests and associated benefits as unchanged from initial assessment of plans. However, we use the updated values for the company stretch threshold in our assessment, see 'leakage enhancement assessment' tab. The final allowance we make is unchanged from initial assessment of plans but we revise our assessment approach. At initial assessment of plans we used a 15% reduction as a 2019-20 to 2024-25 stretch threshold for allowing enhancement funding, but we consider absolute levels (upper quartile by 2024-25) as reflective of performance, and we recognise stretch performance through the outcomes framework. For calculation of allowance see tab 'leakage enhancement assessment'.
3 | Long-term enhancement |  | 0 |  | 0 | No expenditure requested
4 | Internal interconnections |  | 10 |  | 9.5 | Deep dive assessment unchanged from initial assessment of plans.
5 | Investigations and future planning |  | 0 |  | 0 | No expenditure requested
| Total | 67.2045 | 51.2056 | 0 | 9.5
| Unit costs | Company (£m/Ml/d) | Industry (£m/Ml/d)
| 2020-25 SDB enhancement unit cost | 0 | 1.2
| Leakage enhancement unit cost | 0.5952 | 2.0302
| Deep dive company efficiency challenge | 5%
Notes
1 | 2020-25 SDB enhancement total
1a | 2020-25 supply enhancement
PR19 data table commentary: "Operating cost impacts have been identified from two capital schemes delivered early within AMP6, these relate to the South Egremont groundwater and Southport demand zone schemes. Whilst these projects and hence capital expenditure in relation to them was primarily earlier within AMP6, there is an ongoing operating cost impact (in relation to increased power, contract and maintenance cost)."
1b | 2020-25 demand (non-leakage) enhancement
| September 2018 Supplementary Report S6022 | 1.0346 | £m for "customer communications promoting efficiency". No benefits specified and the benefits included in business plan table, WS4, are accounted for by leakage
2 | 2020-25 leakage enhancement
3 | Long-term enhancement
No expenditure requested
4 | Internal interconnections
£10m carry-over from AMP6 for the Thirlmere to West Cumbria transfer. The investment in the period 2015-20 has a related performance commitment and the company has agreed to continue this into 2020-25 as 'PR19UU_ B11-WN Thirlmere Transfer into West Cumbria (2020-2025)' to protect its customers by incentivising delivery to schedule and minimising of cost.
5 | Long-term enhancement
No expenditure requested in this component
6 | Summary of company reference data from April 2019 submission incorporating reallocations
NWT
| Key metrics from business plan |  | BP figures | Net reallocations | Assessed values | Validation
| Total SDB enhancement capex expenditure | £m | 50.0006 | 0 | 50.0006 | OK
| Total SDB enhancement opex expenditure | £m | 1.2056 | 0 | 1.2056 | OK
| Total SDB enhancement benefit | Ml/d | 67.2045 | N/A | 67.2045 | OK
| Total supply enhancement capex expenditure | £m | 0 | 0 | 0 | OK
| Total supply enhancement opex expenditure | £m | 0.171 | 0 | 0.171 | OK
| Total supply enhancement benefit | Ml/d | 0 | N/A | 0 | OK
| Total demand enhancement capex expenditure | £m | 50.0006 | 0 | 50.0006 | OK
| Total demand enhancement opex expenditure | £m | 1.0346 | 0 | 1.0346 | OK
| Total demand enhancement benefit | Ml/d | 67.2045 | N/A | 67.2045 | OK

## Deep dive_SRN
Deep dive - Southern Water
| Assessment and QA |  |  |  | Validation
| Assessor | DW |  |  | OK | Key metrics match analysis sheet "Totex to carry through"?
| Date completed | 2019-05-31 |  |  | OK | Key metrics match component for analysis?
| Peer review (initials, date and QA log ref.) | SH, 08/07/19
Deep dive costs
| Company | SRN
| Totex carried through deep dive 2020-25 (£m) | 227.131
| Totex assessed within cost adjustment claims (£m) | 0
| Totex assessed within deep dive (£m) | 227.131
| Totex allowance from cost adjustment claims (£m) | 0
| Totex allowance from deep dive (£m) | 175.2522
Overall assessment result
| Ofwat view of allowance for 2020-25 (£m) | 175.2522
Summary of assessment
Item | Component for enhancement cost analysis | Claimed benefit (Ml/d) | Claimed expenditure (£m) | Allowed benefit (Ml/d) | Allowed expenditure (£m) | Comments
1 | 2020-25 SDB enhancement total | 47.68 | 53.168 | 47.68 | 53.168
1a | 2020-25 supply enhancement | 27.12 | 16.758 |  |  | Schemes and benefits revised in accordance to company response to query SRN-DD-CE-004
1b | 2020-25 demand (non-leakage) enhancement | 20.56 | 36.41 |  |  | Expenditure and benefits revised in accordance to company response to query SRN-DD-CE-004
2 | 2020-25 leakage enhancement | 15.79 | 33.118 |  | 0 | The expenditure the company requests and associated benefits have not changed significantly from initial assessment of plans. We identify the expenditure and benefits for this component from the companies response to query SRN-DD-CE-004. The final allowance we make is unchanged from initial assessment of plans but we revise our assessment approach. At initial assessment of plans we used a 15% reduction as a 2019-20 to 2024-25 stretch threshold for allowing enhancement funding, but we consider absolute levels (upper quartile by 2024-25) as reflective of performance, and we recognise stretch performance through the outcomes framework. For calculation of allowance see tab 'leakage enhancement assessment'.
3 | Long-term enhancement |  | 76.59 |  | 69.5133 | Where possible options costs are challenged against average industry scheme-type costs. We note that there is uncertainty regarding the need for these schemes and that the scale of deficit faced will depend on the outcome of further investigations. We have not reduced the scope of this work on this basis but note that this uncertainty exists. Due to this uncertainty and concerns about delivery further protection for customers is required and we intervene to modify the bespoke performance commitment, PR19SRN_WN12 Long term supply demand schemes to ensure customer protection (PR19 draft determinations Southern Water Outcomes performance commitment appendix). Costs have been challenged with the company level efficiency.
4 | Internal interconnections |  | 56.598 |  | 52.571 | The 20% scope efficiency challenge applied at initial assessment of plans was accepted by the company therefore, we remove it from this assessment of the component. We retain the company level efficiency challenge. Customer protection for this significant investment is required and we intervene to modify the bespoke performance commitment, PR19SRN_WN12 Long term supply demand schemes to ensure customer protection (PR19 draft determinations Southern Water Outcomes performance commitment appendix). We intend to review this allocation for final determination in the context of the integration of the internal interconnections with the supply-demand balance enhancements (2020-25 and long-term) and strategic regional water resource solution development and any further detail the company provides regarding the deficit it requires any strategic regional water resource solution to address.
5 | Investigations and future planning |  | 7.657 |  | 0 | Unchanged from initial assessment of plans. We make no allowance because we consider these costs are normal operating activities (planning and co-ordination between teams already working on company plans) included within base allowance for the provision of an efficient and secure supply-demand balance in order to meet statutory obligations.
| Total |  | 227.131 |  | 175.2522
| Unit costs | Company (£m/Ml/d) | Industry (£m/Ml/d)
| 2020-25 SDB enhancement unit cost | 1.1151 | 1.2
| Leakage enhancement unit cost | 2.0974 | 2.0302
| Deep dive company efficiency challenge | 7.115%
Notes
1 | 2020-25 SDB enhancement total
1a | Supply expenditure breakdown draft determination | Query response, SRN-DD-CE-004, 8. IAP SRN Technical Annex 6 Securing cost efficiency, SRN PR19 Business Plan Data Tables supporting commentary September 2018 – Resubmission 28th September 2018 & TA 11.WN01 Supply Demand Balance, Appendix 1, P42
New schemes (2020-25)
| Import from Portsmouth Water | 3.996 | £m (capex) | Note included in Additional import from PWC Gaters Mill - benefits delivered in both 2023 and 2030
| Romsey Town and Broadlands valve | 0.998 | £m (capex)
| Hardham groundwater licence variation | 0.61 | £m (capex)
| Scheme to bring Smock Alley back into service | 3.754 | £m (capex)
| Flemings and Woodnesborough WSW licence variation | 0.61 | £m (capex)
| Transfer to Rotherfield WSW & Rogate BH rehabilitation | 3.365 | £m (capex) | This was considered under long-term at IAP but has been moved in accordance with the response to query SRN-DD-CE-004
| SEW Kingston to SWS KT (Wingham) | 3.425 | £m (capex) | This was considered under long-term at IAP but has been moved in accordance with the response to query SRN-DD-CE-004
| Total expenditure | 16.758 | £m (capex)
| Benefits to be delivered by 2020-25 supply enhancement schemes | 27.12 | Ml/d | Response to query SRN-DD-CE-004, DYCP benefit
1b | 2020-25 demand (non-leakage) enhancement
| Target 100 water efficiency activity, expenditure | 36.41 | £m (opex) | Response to query SRN-DD-CE-004, DYCP benefit
| Target 100 water efficiency activity, benefits | 20.56 | Ml/d DYCP | Response to query SRN-DD-CE-004, DYCP benefit
2 | Leakage expenditure breakdown draft determination
| Intelligent Network – Supply Demand Enhancement | 13.871 | £m (capex) | Adjusted figures from IAP to align with total in response to query SRN-DD-CE-004
| Leakage | 19.247 | £m (capex) | Adjusted figures from IAP to align with total in response to query SRN-DD-CE-004
| Leakage reduction benefit | 15.79 | Ml/d | Response to query SRN-DD-CE-004, DYCP/DYAA benefit
3 | Long-term enhancement breakdown draft determination | Costs in 2020-25 |  | Proposed benefit (Ml/d) | Total cost (£m)
| Ford WWTW Indirect Potable Water Reuse (20Ml/d) | 9.635 | £m (capex) | 20 | 48.1
| Utilise full existing transfer capacity | 2.534 | £m (capex) | 3 | 3.425
| East Woodhay WSW | 1.249 | £m (capex) | 1 | 5.959
| Bournemouth Water supply from Knapp Mill | 35.22 | £m (capex) | 20 | 37.5
| Coastal Desalination - Shoreham Harbour | 8.752 | £m (capex) | 10 | 43.759
| Sussex Coast - Lower Greensand | 1.855 | £m (capex) | 2 | 12.4
| Hardham winter transfer: Stage 2 | 2.363 | £m (capex) | 2 | 11.8
| Aylesford WWTW Indirect Potable Water Reuse - Eccles Lake | 5.132 | £m (capex) | 18 | 25.7
| Additional import from PWC Gaters Mill | 4.971 | £m (capex) | 21 | 75.5
| Sandown WwTW Indirect Potable Reuse (8.5Ml/d) | 4.879 | £m (capex) | 8.5 | 24.4
| Total | 76.59 | £m (capex) | 105.5 | 288.543
| Total adjusted for Shoreham desalination WRMP option type challenge (£m) | 74.8382 | £m (capex) | Note that the challenge to the Shoreham desalination scheme is based upon an assessment of similar feasible schemes included by companies in the draft WRMP submissions.
We adjust the amount the company requests in accordance with the response to query SRN-DD-CE-004. This results in a change to the schemes we assess in this component but otherwise the assessment is unchanged from IAP.
These schemes represent a range of unit costs and it is noted from the Southern Water narrative that the need for these options is not yet fully confirmed and dependent upon the outcome of further investigations and confirmation of the deficit the company is facing.
We compare the schemes included in the table below against the figures provided in the draft WRMP for similar schemes and we adjusted if the cost is higher than industry average. This is the basis of our adjustment to the Shoreham desalination option which has a higher cost than the industry average we identify from review of 82 schemes.
Overall in terms of £m/Ml/d construction cost the unit cost for the non-highlighted of schemes is greater than the industry median unit cost for non-leakage schemes in the period 2020-25. However this reflects the longer lead time, the limited available options and the complex delivery of some of these schemes.
We have applied a company level efficiency challenge based on Southern Water's comparative performance against the rest of the industry over an number of areas and we expect the company to provide further detail regarding how customers will be protected if the deficits faced are lower or higher than expected and how specifically the expenditure allocation will be returned if the projects are not required.
Note that in response to query SRN-DD-CE-004 the company states it will deliver 207 Ml/d benefit for £656m by the end of AMP8, representing a £/Ml/d of £2.9 (if interconnection schemes are not included). While we understand costs may increase as the available options become more limited this is a significant increase on the £m/Ml/d for 2020-25 schemes and as such we consider the company level efficiency challenge to remain valid.
| Local long term enhancement allowance (£m) | 69.5133
WRMP Industry Average Option-Type Unit Cost
| Option Name | Sandown WwTW Indirect Potable Reuse (8.5Ml/d) | Ford WWTW Indirect Potable Water Reuse (20Ml/d) | Aylesford WWTW Indirect Potable Water Reuse - Eccles Lake | Coastal Desalination - Shoreham Harbour
| Option Type | Reuse | Reuse | Reuse | Desalination
| Benefit Ml/d | 8.5 | 20 | 18 | 10
| Construction costs specified £m | 24.4 | 48.1 | 25.7 | 43.759
| Unit Construction Capex | 2.8706 | 2.405 | 1.4278 | 4.3759
| WRMP Industry Average Option-Type Unit Cost | 4.3 | 4.3 | 4.3 | 3.5
| Industry Average Construction Cost Estimate | 36.55 | 86 | 77.4 | 35
| Proposed as DPC? | No | No | No | No
| Investment proposed in 2020-25 (£m) | 4.879 | 9.635 | 5.132 | 8.752
4 | Interconnection investment breakdown draft determination
| Expenditure request | 56.598 | £m (Capex) | Note a minor adjustment has been made to align the component expenditure total to the table WS2 totals, 'Response to IAP Annex 6 – Securing cost efficiency', P40
The company accepts the scoping challenge (20%) applied at initial assessment of plans following review of the potential benefits of optioneering in IAP_TA11_CE_Mott MacDonald Cost Estimating Assurance, P3.
We intend to review this allocation for final determination in the context of the integration of the internal interconnections with the supply-demand balance enhancements (2020-25 and long-term) and strategic regional water resource solution development and any further detail the company provides regarding the deficit it requires any strategic regional water resource solution to address.
5 | Investigations and future planning
| Schemes in this area have been updated in accordance with the company's response to the IAP. PR19 Water tables commentary April 2019, P48, Annex 6 – Securing cost efficiency, P22, P42. | Requested allowance (£m) | Ofwat allowance (£m) | Comments
| WRMP Future AMPs Planning | 6.657 | 0 | We consider this activity to be included within the company's base allowance and the assessment result is unchanged from IAP.
| Supply breakdown - supply side opex | 1 | 0 | This line shows AMP6 and AMP7 opex arising from capex enhancement investment for AMP6 Supply side enhancements to the supply/demand balance (dry year critical / peak conditions). No opex enhancement investment forecast in AMP7 for the supply side enhancements to the supply/demand balance (dry year critical / peak conditions). As the AMP6 opex comes from AMP6 investment, this opex has been excluded from the AMP7 investment shown in Wholesale Water TA.11WN01 Business Case – Supply Demand Balance. We consider that opex relating to AMP6 investment should be covered in the company's base allowance and therefore make no additional enhancement allowance.
The company accepted that the expenditure associated with 'TUBs and NEU Ban central' and 'Mitigation and monitoring activities (Itchen/Candover/Test)', included in this section at IAP, should be covered by the base model allowance.
6 | Summary of company reference data from April 2019 submission incorporating reallocations
SRN
| KEY METRICS from business plan |  | BP figures | Net reallocations | Assessed values | Validation
| Total SDB enhancement capex expenditure | £m | 189.721 | 0 | 189.721 | OK
| Total SDB enhancement opex expenditure | £m | 37.41 | 0 | 37.41 | OK
| Total SDB enhancement benefit | Ml/d | 121.48 | N/A | 121.48 | OK
| Total supply enhancement capex expenditure | £m | 156.603 | 0 | 156.603 | OK
| Total supply enhancement opex expenditure | £m | 1 | 0 | 1 | OK
| Total supply enhancement benefit | Ml/d | 83.8 | N/A | 83.8 | OK
| Total demand enhancement capex expenditure | £m | 33.118 | 0 | 33.118 | OK
| Total demand enhancement opex expenditure | £m | 36.41 | 0 | 36.41 | OK
| Total demand enhancement benefit | Ml/d | 37.68 | N/A | 37.68 | OK

## Deep Dive_SVE
Deep dive - Severn Trent Water
| Assessment and QA |  |  |  | Validation
| Assessor | RM |  |  | OK | Key metrics match analysis sheet "Totex to carry through"?
| Date completed | 2019-05-31 |  |  | OK | Key metrics match component for analysis?
| Peer review (initials, date and QA log ref.) | SH, 08/07/19
Deep dive costs
| Company | SVE
| Totex carried through deep dive 2020-25 (£m) | 151.5957
| Totex assessed within cost adjustment claims (£m) | 0
| Totex assessed within deep dive (£m) | 151.5957
| Totex allowance from cost adjustment claims (£m) | 0
| Totex allowance from deep dive (£m) | 88.032
Overall assessment result
| Ofwat view of allowance for 2020-25 (£m) | 88.032
Summary of assessment
Item | Component for enhancement cost analysis | Claimed benefit (Ml/d) | Claimed expenditure (£m) | Allowed benefit (Ml/d) | Allowed expenditure (£m) | Comments
1 | 2020-25 SDB enhancement total | 70.6 | 117.884 | 70.6 | 84.72 | The benefits identified in the narrative are used in the unit cost analysis of the proposed expenditure with the industry median unit cost, which is lower than the company's unit cost. The change in unit cost since initial assessment of plans results in a lower allowance for this SDB component.
1a | 2020-25 supply enhancement | 68.5 | 113.284
1b | 2020-25 demand (non-leakage) enhancement | 2.1 | 4.6
2 | 2020-25 leakage enhancement | 64 | 30.4 |  | 0 | Severn Trent Water is a fast track company and we retain the expenditure the company requests and associated benefits as unchanged from initial assessment of plans. We identify the expenditure and benefits for this component from Appendix a8, section 8.4.1 September 2018. We no longer make a small allowance for the company because we revise our assessment approach. At initial assessment of plans we used a 15% reduction as a 2019-20 to 2024-25 stretch threshold for allowing enhancement funding, but we consider absolute levels (upper quartile by 2024-25) as reflective of performance, and we recognise stretch performance through the outcomes framework. For calculation of allowance see tab 'leakage enhancement assessment'.
3 | Long-term enhancement |  | 3.312 |  | 3.312 | The allowance relating to the East Midlands Reservoir development is capped at £3.3m requested by the company but it is expected that multiple options will be considered in the context of the optimal regional solution.
4 | Internal interconnections |  | 0 |  | 0 | No expenditure requested
5 | Investigations and future planning |  | 0 |  | 0 | No expenditure requested
| Total | 132.5 | 151.596 | 70.6 | 88.032
| Unit costs | Company (£m/Ml/d) | Industry (£m/Ml/d)
| 2020-25 SDB enhancement unit cost | 1.6697 | 1.2
| Leakage enhancement unit cost | 0.475 | 2.0302
| Deep dive company efficiency challenge | 5%
Notes
1 | 2020-25 SDB enhancement total
Appendix a8, section 8.4.1 September 2018. AMP7 Interventions, costs and benefits
| Intervention | AMP7 Benefit (Ml/d) | AMP7 Enhancement Totex (£m) | AMP7 Cost Adjustment (£m)
| Investigations and Mitigations |  | 84.2 | 60.3
| Demand-Leakage | 64 | 30.4
| Demand-Metering | 10.2 | 66.6 | 38.4 | £1.6m reallocated from supply demand balance enhancement to metering.
| Demand - Water efficiency | 2.1 | 4.6
| Supply Schemes | 68.5 | 116.596 | 41.6
| Total | 154 | 302.4 | 140.3
1a | 2020-25 supply enhancement
1b | 2020-25 demand (non-leakage) enhancement
2 | 2020-25 leakage enhancement
3 | Long-term enhancement
App21 data
| Project 1 | East Midlands Raw Water Storage Total 2020-21 to 2024-25
| Development costs | APP21P101 | £m | 3.312
4 | Internal interconnections
5 | Long-term enhancement
6 | Summary of company reference data from April 2019 submission incorporating reallocations
SVE
| Key metrics from business plan |  | BP figures | Net reallocations | Assessed values | Validation
| Total SDB enhancement capex expenditure | £m | 148.59 | -1.6 | 146.99 | OK
| Total SDB enhancement opex expenditure | £m | 4.6056 | 0 | 4.6056 | OK
| Total SDB enhancement benefit | Ml/d | 103.6113 | N/A | 103.6113 | OK
| Total supply enhancement capex expenditure | £m | 116.6 | 0 | 116.6 | OK
| Total supply enhancement opex expenditure | £m | 0 | 0 | 0 | OK
| Total supply enhancement benefit | Ml/d | 0 | N/A | 0 | OK
| Total demand enhancement capex expenditure | £m | 31.99 | -1.6 | 30.39 | OK
| Total demand enhancement opex expenditure | £m | 4.6056 | 0 | 4.6056 | OK
| Total demand enhancement benefit | Ml/d | 103.6113 | N/A | 103.6113 | OK

## Deep dive_TMS
Deep dive - Thames Water
| Assessment and QA |  |  |  | Validation
| Assessor | DW |  |  | OK | Key metrics match analysis sheet "Totex to carry through"?
| Date completed | 2019-05-31 |  |  | OK | Key metrics match component for analysis?
| Peer review (initials, date and QA log ref.) | SH, 08/07/19
Deep dive costs
| Company | TMS
| Totex carried through deep dive 2020-25 (£m) | 250.38
| Totex assessed within cost adjustment claims (£m) | 0
| Totex assessed within deep dive (£m) | 250.38
| Totex allowance from cost adjustment claims (£m) | 0
| Totex allowance from deep dive (£m) | 79.1413
Overall assessment result
| Ofwat view of allowance for 2020-25 (£m) | 79.1413
Summary of assessment
Item | Component for enhancement cost analysis | Claimed benefit (Ml/d) | Claimed expenditure (£m) | Allowed benefit (Ml/d) | Allowed expenditure (£m) | Comments
1 | 2020-25 SDB enhancement total | 70.6 | 74.2693 | 70.6 | 74.2693 | Benefits and expenditure the company requests reduce since initial assessment of plans and our allowance reduces in accordance with this. We make an adjustment to the amount the company requests across all components which is described in note 7 below.
1a | 2020-25 supply enhancement | 38.6 | 42
1b | 2020-25 demand (non-leakage) enhancement | 32 | 32
2 | 2020-25 leakage enhancement | 42.4 | 156.9693 |  | 0 | We retain the expenditure and benefits (excluding those associated with metering) we identified at initial assessment of plans, from PCD5 Water Network Plus Price Control, making an adjustment to remove benefits delivered through 2015-20 expenditure. We do not include the 30Ml/d that the company identifies in its April 2019 submission, which results from lower performance in the 2015-20 period, on the basis that this has already been funded. We no longer make an allowance for the company because we revise our assessment approach.. At initial assessment of plans we used a 15% reduction as a 2019-20 to 2024-25 stretch threshold for allowing enhancement funding, but we consider absolute levels (upper quartile by 2024-25) as reflective of performance, and we recognise stretch performance through the outcomes framework. For calculation of allowance see tab 'leakage enhancement assessment'.
3 | Long-term enhancement |  | 4.872 |  | 4.872 | Unchanged from initial assessment of plans. The company submission indicates it accepts the challenge we applied at initial assessment of plans.
4 | Internal interconnections |  | 0 |  | 0 | No interconnection schemes identified
5 | Investigations and future planning |  | 14.2693 |  | 0 | Unchanged from initial assessment of plans. We make no allowance because we consider these costs are normal operating activities (planning and co-ordination between teams already working on company plans) included within base allowance for the provision of an efficient and secure supply-demand balance in order to meet statutory obligations.
| Total |  | 250.38 |  | 79.1413
| Unit costs | Company (£m/Ml/d) | Industry (£m/Ml/d)
| 2020-25 SDB enhancement unit cost | 1.052 | 1.2
| Leakage enhancement unit cost | 3.7021 | 2.0302
| Deep dive company efficiency challenge | 9.273%
Notes
1 | 2020-25 SDB enhancement total
1a | Supply expenditure breakdown draft determination
| Scheme | Totex (£m) | Benefit (Ml/d) | Zone | £42m total stated in TW-CE-A9 'Water Resources Management Plan Enhancement Case', P7/8
| ASR in SE London |  | 5 | LON
| RWE Npower trading |  | 18 | LON
| Lee valley network constraint removal |  | 3 | LON
| Ladymead network constraint removal |  | 4.6 | GUI
| Groundwater Southfleet/ Greenhithe |  | 8 | LON
|  | 42 | 38.6 | This matches the benefit we identify in the revised draft WRMP tables, we assess scheme details based on description in TW-CE-A9 'Water Resources Management Plan Enhancement Case', P8 and the company's preferred plan detailed in TW-OC-A2-5 'Updated rdWRMP19 Section 11 - Preferred Plan', Tables 11-3 and 11-31
1b | 2020-25 demand (non-leakage) enhancement
The company states it proposes '£32m for water efficiency and non-leakage, non-metering demand management activities', TW-CE-A9 'Water Resources Management Plan Enhancement Case', P8
| Totex | 32 | £m
| Associated benefits | 32 | Ml/d
| Total demand side benefits | 202.7785 | Ml/d
| Leakage reduction benefits | 134.3003 | Ml/d | TMS states 'we will deliver an overall reduction of 134Ml/d in AMP7, which implies a 20% reduction from our current 2019/20 forecast level', TW-CE-A9 'Water Resources Management Plan Enhancement Case', P20, data from Table Wn2, line 25, 'Total Leakage' reconciles with this statement and is used to calculate the total.
| Remaining non-leakage demand side benefits | 68.4782 | Ml/d
This broadly aligns with the figures presented in September 2018 in Tables 3-19 and 3-20 of PCD5 Water Network Plus Price Control,
| Water efficiency (smart metering) | 32 | Ml/d | This is the benefit we previously identified at IAP, Table 3-20: Programme for lowering per capita consumption, PCD5 Water Network Plus Price Control
| Water efficiency - Smart home visits, Smart business visits, wastage 'fixes', housing association fixes | 32 | Ml/d | This is the benefit we previously identified at IAP, Table 3-20: Programme for lowering per capita consumption, PCD5 Water Network Plus Price Control - capex expenditure is included in the leakage line above, opex from demand side SDB enhancement lines 49
| Variance | 4.4782 | Ml/d | The details of this variance are not apparent in the April 2019 submission and therefore we have retained the benefits identified at IAP for the assessment of these areas.
2 | Leakage expenditure breakdown draft determination
| Remaining non-leakage demand side benefits | 42.4 | Ml/d | In the IAP response the company states a revised leakage total reduction of 134 Ml/d based on a higher starting position as a result of not meeting the AMP6 targets. For our assessment we retain the benefits of 63.4 Ml/d as identified in IAP and remove 21 Ml/d of leakage benefit achieved through AMP6 expenditure. We then consider any additional reduction to be associated with metering expenditure assessed in the feeder model or resulting from the higher starting leakage position which the company has already been provided with funding to address in the period 2015-20.
| Leakage expenditure (Totex) | 156.7 | £m | The company states leakage reduction expenditure in its IAP response narrative as £157m, we therefore retain the figure of 159.6m used at IAP (Table 3-19: Leakage plan expenditure, PCD5 Water Network Plus Price Control).
It is assumed that the leakage expenditure includes 21 Ml/d of leakage benefit achieved through AMP6 expenditure which is therefore not included in the assessment also the 34.2 Ml/d associated with smart metering leakage reductions (Table 3-19: Leakage plan expenditure, PCD5 Water Network Plus Price Control) and the related £21.1m associated with customer supply pipe repairs (TW-CE-A9 'Water Resources Management Plan Enhancement Case', P25) are not included in this assessment. We have also removed the 30Ml/d increase that the company has identified resulting from lower performance in the 2015-20 period on the basis that this has already been funded ("Our current best view is that we will end the year on 31 March 2019 at a spot value of 663Ml/d, which is 30Ml/d higher than our previous forecast of 633Ml/d", TW-CE-A9 'Water Resources Management Plan Enhancement Case', 4.6, P19.
3 | Long-term enhancement breakdown draft determination
We assume the Severn Thames transfer (STT) transfer studies are included in the new freeform line for 'Strategic Regional Solution Development' and the Deephams reuse project is retained in the long-term enhancement component and the £5m stated in the plan narrative reflects a rounded acceptance of the IAP allowance of £4.872m against a request for £5.600. We therefore retain the allowance from IAP.
| Deephams reuse | 4.872 | £m (totex)
4 | Interconnection investment breakdown draft determination
5 | Investigations and future planning
| The company identifies the following changes to its request from IAP Key changes to our programme are: • £2m reduction to our WRMP24 planning; • £3m increase to planning for WRSE; Key elements of the enhancement case are: • £10m for development of WRMP in 2024; • £4m for planning for WRSE. | TW-CE-A9, 1.27, 1.28
Overall this represents an increase on IAP with the plan narrative requesting £14m.
| Development of WRMP and WRSE planning | 14 | £m (totex)
We make no allowance because we consider these costs are normal operating activities (planning and co-ordination between teams already working on company plans) included within base allowance for the provision of an efficient and secure supply-demand balance in order to meet statutory obligations.
6 | Summary of company reference data from April 2019 submission incorporating reallocations
TMS
| KEY METRICS from business plan |  | BP figures | Net reallocations | Assessed values | Validation
| Total SDB enhancement capex expenditure | £m | 161.268 | 0 | 161.268 | OK
| Total SDB enhancement opex expenditure | £m | 89.112 | 0 | 89.112 | OK
| Total SDB enhancement benefit | Ml/d | 241.3785 | N/A | 241.3785 | OK
| Total supply enhancement capex expenditure | £m | 38.9154 | 0 | 38.9154 | OK
| Total supply enhancement opex expenditure | £m | 12.734 | 0 | 12.734 | OK
| Total supply enhancement benefit | Ml/d | 38.6 | N/A | 38.6 | OK
| Total demand enhancement capex expenditure | £m | 122.3526 | 0 | 122.3526 | OK
| Total demand enhancement opex expenditure | £m | 76.378 | 0 | 76.378 | OK
| Total demand enhancement benefit | Ml/d | 202.7785 | N/A | 202.7785 | OK
7 | Adjustment
We note a variance between the totals of the supply demand balance components in the narrative and the total amount the company requests in business plan table WS2. We attribute this to rounding of the figures in the narrative and therefore proportion the variance across the components with the exception of long-term enhancement because we assume the IAP allocation for Deephams has been accepted
|  | Narrative £m (totex) | Adjustment value £m (capex)
| 2020-25 SDB enhancement total | 74 | 74.2693
| 2020-25 leakage enhancement | 156.7 | 156.9693
| Long-term enhancement | 4.872 | 4.872 | Note narrative states £5m but it is assume this is a rounded acceptance of the IAP allocation
| Strategic regional solution development | 0 | 0 | Now included in freeform lines
| Internal interconnections | 0 | 0
| Investigations and future planning | 14 | 14.2693
|  | 249.572 | 250.38
| Total from business plan tables | 250.38
| Variance | 0.80801

## Deep dive_WSH
Deep dive sheet - Dŵr Cymru
| Assessment and QA |  |  |  | Validation
| Assessor | RM |  |  | OK | Key metrics match analysis sheet "Totex to carry through"?
| Date completed | 2019-05-31 |  |  | OK | Key metrics match component for analysis?
| Peer review (initials, date and QA log ref.) | SH, 08/07/19
Deep dive costs
| Company | WSH
| Totex carried through deep dive 2020-25 (£m) | 94.498
| Totex assessed within cost adjustment claims (£m) | 0
| Totex assessed within deep dive (£m) | 94.498
| Totex allowance from cost adjustment claims (£m) | 0
| Totex allowance from deep dive (£m) | 32.824
Overall assessment result
| Ofwat view of allowance for 2020-25 (£m) | 32.824
Summary of assessment
Item | Component for enhancement cost analysis | Claimed benefit (Ml/d) | Claimed expenditure (£m) | Allowed benefit (Ml/d) | Allowed expenditure (£m) | Comments
1 | 2020-25 SDB enhancement total | 17.6 | 23.6059 | 17.6 | 21.12 | Increase in allowance from initial assessment of plans which reflects the further evidence the company provides regarding the proportioning of supply side investment between components. This component also now includes the water efficiency expenditure and benefits the company identifies in 'Project Cartref'. We calculate the expenditure allowance for non-leakage SDB benefits using the industry median unit cost which is lower than the company's unit cost.
1a | 2020-25 supply enhancement | 5.1 | 9.854 |  |  | The supply enhancement schemes in Tywyn Aberdyfi and Pembrokeshire zones are included in this component as they were at initial assessment of plans. However, we now proportion the total expenditure between the 2020-25 supply enhancement component and the long-term enhancement component which reduces the expenditure we include in this component from the initial assessment of plans. Following our challenge at initial assessment of plans the company now presents benefits for supply demand balance enhancement aligned with the 5.1 Ml/d 2025 deficit for these zones specified in the revised draft water resources management plan (WRMP) narrative.
1b | 2020-25 demand (non-leakage) enhancement | 12.5 | 13.7519 |  |  | At initial assessment of plans no expenditure and benefits were identified within this sub-component. We now include the expenditure associated with water efficiency activities within 'Project Cartref' in this sub-component.
2 | 2020-25 leakage enhancement | 26 | 52.9031 |  | 0 | Benefits and expenditure the company requests are revised from initial assessment of plans based on the company's April 2019 submission. We determine expenditure as the sum of the bespoke leakage enhancement and the 'Project Cartref' enhancement we associate with leakage reduction. We identify the associated benefits from 'B2.17.WSH.CE.A1 Leakage IAP Response'. We no longer make a small allowance for the company because we revise our assessment approach. At initial assessment of plans we used a 15% reduction as a 2019-20 to 2024-25 stretch threshold for allowing enhancement funding, but we consider absolute levels (upper quartile by 2024-25) as reflective of performance, and we recognise stretch performance through the outcomes framework. For calculation of allowance see tab 'leakage enhancement assessment'.
3 | Long-term enhancement |  | 8.49 |  | 6.1655 | At initial assessment of plans we identified no expenditure or benefits associated with this component. The company provides additional evidence in its response to initial assessment of plans to associate a proportion of the expenditure in the Tywyn Aberdyfi and Pembrokeshire schemes with long-term supply demand balance benefits for the zones. We accept the need and make an allowance for the Pembrokeshire zone but apply an efficiency challenge because insufficient evidence for efficient costs is provided. We reject the need in the Tywyn Aberdyfi zone because the headroom identified in the company's analysis appears excessive and the allowance for the 2020-25 SDB enhancement component should be sufficient to maintain a long-term supply demand balance.
4 | Internal interconnections |  | 5.83 |  | 5.5385 | Request is unchanged from initial assessment of plans. We now make an allowance based on the additional evidence the company provides to demonstrate the need for the scheme. We apply the company specific efficiency factor because there is insufficient evidence that the costs the company submits are efficient.
5 | Investigations and future planning |  | 3.669 |  | 0 | The company's request for water resource management and drought plan funding has increased slightly since initial assessment of plans. We make no allowance as at initial assessment of plans because we consider these costs are normal operating activities (planning and co-ordination between teams already working on company plans) included within base allowance for the provision of an efficient and secure supply-demand balance in order to meet statutory obligations.
| Total |  | 94.498 |  | 32.824
| Unit costs | Company (£m/Ml/d) | Industry (£m/Ml/d)
| 2020-25 SDB enhancement unit cost | 1.3412 | 1.2
| Leakage enhancement unit cost | 2.0347 | 2.0302
| Deep dive company efficiency challenge | 5%
Notes
1 | 2020-25 SDB enhancement total
1a | 2020-25 supply enhancement
| Scheme | Capex (£m) | Opex (£m) | Totex (£m) | Expenditure assessed in 2020-25 supply enhancement component (totex £m) | Expenditure assessed in long-term enhancement component (totex £m)
| Tywyn Aberdyfi | 6.378 | 0.476 | 6.854 | 4.854 | 2
| Pembrokeshire | 11.49 | 0 | 11.49 | 5 | 6.49
The company provides a breakdown of its total supply enhancement capex expenditure in '5.8A Water resources Investment case', Table 3
| Project Name | Budget Post Efficiency unless stated | WS2 Table Lines
| Pembrokeshire Water Resource Zone Investments - 8206 | 11.514 | A8
| Production of the Drought Plan inc Environmental Studies | 0.699 | A8
| Production of WRMP during FORECAST YEARS | 2.263 | A8
| Tywyn Aberdyfi Water Resource Zone Investments - 8021 capex | 6.378 | A8
| Vowchurch drought resilience scheme | 5.83 | A8
| Total Water Resources Supply Side Enhancements Programme post efficiency challenge | 26.684
The company additionally allocates the capital expenditure associated with the Tywyn Aberdyfi and Pembrokeshire schemes between the 2020-25 SDB enhancement and long-term enhancement components in Appendix B2.19.WSH.CE.A1 SDB (P3).
| Scheme | Total value of scheme £m | Value of managing Supply Demand deficit £m | Value of managing long term enhancement £m
| Tywyn / Aberdyfi | 6.378 | 4.378 | 2
| Pembrokeshire | 11.49 | 5 | 6.49
| Total | 17.868 | 9.378 | 8.49
Note: Numbers are rounded in this table. We make assumptions regarding rounding in order to reconcile with WS2 values, given the total provided in Table 3 of the data table commentaries above
The company states that the supply side enhancement opex is associated with; the Tywyn Aberdyfi enhancement scheme and the production of water resource management plans (B3.A.4 Water Service Table Commentaries April 2019, P14). Based upon the description of the Tywyn Aberdyfi scheme the company provides in its water resources management plan we assume the raw water distribution opex is associated with this scheme and the water resources opex is associated with development of future water resource management plans. We note that the company's commentary now also refers to opex associated with the Vowchurch interconnection scheme being included in this expenditure total. However, this scheme is a potable water transfer and because no opex expenditure is allocated to water network plus we make no opex allocation to the Vowchurch interconnection scheme.
| Table WS2 April 2019: |  |  | 2020-21 to 2024-25 Total
| Section B | Enhancement expenditure by purpose ~ operating |  | Water resources | Raw water distribution | Water treatment | Treated water distribution
| 47 | Supply side enhancements to the supply/demand balance (dry year annual average conditions) |  | 0.683 | 0.476 | 1.476 | 2.476
1b | 2020-25 demand (non-leakage) enhancement
We reallocate the expenditure from the 'Project Cartref' freeform enhancement line based upon the description of the activities associated with this expenditure that the company provides.
We note that the narrative total expenditure for activities included in 'Project Cartref' is lower than that included in the business plan table WS2, due to rounding of figures, and therefore we make some minor adjustments to reconcile this data.
We proportion the 'Project Cartref' expenditure we reallocate to the this model between the 2020-25 demand (non-leakage) enhancement and leakage enhancement components based upon the benefits we derive for each component.
| Total Programme | Properties | Cost we identify in 'B2.18.WSH.CE.A1 Project Cartref Investment Case' narrative, £m | Adjusted cost to balance WS2 line total, £m
| Number of properties surveyed | 730000 | 22.969 | 22.992
| Number of ‘points of interest’ | 73000 | 0.729 | 0.729
| Number of appointments | 36500 | 2.37 | 2.37
| Number of leaks repaired | 29000 | 2.188 | 2.188
| Number of supply pipe repairs | 2900 | 0.875 | 0.875
| Number meter installations | 18000 | 3.646 | 3.646
| Total Cost |  | 32.777 | 32.8
| Total reallocation to metering, £m | 3.646
| Total reallocation to SDB, £m | 29.154
| Expenditure associated with 2020-25 (non-leakage) enhancement component (£m) | 13.7519
| Expenditure associated with leakage enhancement component (£m) | 15.4021
B2.18.WSH.CE.A1 Project Cartref Investment Case p.9
| Total Leakage Reduction | 14 | Ml/d
| Estimated consumption reduction | 12.5 | Ml/d
2 | 2020-25 leakage enhancement
We include the expenditure and benefits we associate with leakage reduction in 'Project Cartref' within this component.
| Expenditure associated with leakage enhancement component of 'Project Cartref'(£m) | 15.4021
| Benefits associated with leakage enhancement component of 'Project Cartref'(Ml/d) | 14
We also include the expenditure the company includes within its free form line 'Capital expenditure purpose ~ Leakage', in business plan table WS2, line 26.
| Expenditure associated with Capital expenditure purpose ~ Leakage free form enhancement line (£m) | 37.501
| Total leakage enhancement expenditure (£m) | 52.9031
| Total benefits associated with leakage enhancement (Ml/d) | 26
B2.17.WSH.CE.A1 Leakage IAP Response p.3
| AMP7 Leakage Programme Total by Investment Area | Estimated AMP6 End Assessment (Ml/d) | AMP 7 Savings (Ml/d)
| Upstream Losses | 32.6 | 6.3
| Distribution Losses | 96.4 | 2.2
| Project Cartref | 40 | 14
| Productivity gains in Distribution |  | 3.5
| Total | 169 | 26
3 | Long-term enhancement
The company now associates some of the Tywyn Aberdyfi and Pembrokeshire schemes with long-term supply enhancements, see note 1a above.
| Tywyn Aberdyfi, long-term enhancement (£m) | 2
For Tywyn Aberdyfi, we observe exceptionally high target headroom within the zone (>100% of distribution input) and the company also provides insufficient evidence for rejection of Pen-y-Bont 35 Ml bankside storage option, which appears to be better value. We therefore consider the allowance we make for the 2020-25 SDB enhancement component should be sufficient to maintain the supply demand balance in the Tywyn Aberdyfi zone without the need for any additional long-term enhancement expenditure (DCWW Final WRMP19 Main Technical Report Mar 19, Appendix B2.19.WSH.CE.A1 SDB enhancement IAP response, Query response WSH-DD-CA-004).
| Pembrokeshire, long-term enhancement (£m) | 6.49
For Pembrokeshire, the company provides evidence to support the need to invest to address long-term supply demand deficits within the zone. The unit rate, £m/Ml/d of the selected option is equal to the industry level unit rate for 2020-25 SDB enhancement. However, we expect the company to further investigate the Milton borehole option (construction capex £0.6m) which has a lower unit cost, as an alternative to bankside storage at Canaston Bridge (additional construction capex £6.6m compared to High-lift variable speed drive option). The company provides insufficient rejection rationale for the Afon Taf 5 Ml/d abstraction and transfer to Bolton Hill option. We find insufficient evidence that costs are efficient and therefore we apply the company specific deep dive efficiency factor (DCWW Final WRMP19 Main Technical Report Mar 19, Appendix B2.19.WSH.CE.A1 SDB enhancement IAP response, Query response WSH-DD-CA-004).
4 | Internal interconnections
The company accepts the reallocation from resilience we made at initial assessment of plans for the Vowchurch resilience scheme in its April 2019 submission, see breakdowns in note 1a.
Dŵr Cymru provides further evidence to demonstrate that this scheme is needed to achieve resilience to a 1 in 200 year drought within this zone and to indicate it has undertaken sufficient optioneering (revised draft water resources management plan, Section 7.14 Vowchurch).
We find insufficient evidence to demonstrate the costs are efficient, for example the company provides no cost breakdown, and therefore we apply the company specific deep dive efficiency factor.
5 | Investigations and future planning
Company's request is associate with water resources management and drought plan development, see breakdowns in note 1a. We assume that all Water Resources dry year annual average supply side opex is associated with these activities. We also make an adjustment to this component of £0.024m to balance the values in the company narrative to those included in the business plan, WS2 table. We consider that all investigation and future planning costs are to be delivered through the base allowance.
6 | Summary of company reference data from April 2019 submission incorporating reallocations
WSH
| KEY METRICS from business plan |  | BP figures | Net reallocations | Assessed values | Validation
| Total SDB enhancement capex expenditure | £m | 26.684 | 66.655 | 93.339 | OK
| Total SDB enhancement opex expenditure | £m | 1.159 | 0 | 1.159 | OK
| Total SDB enhancement benefit | Ml/d | 5.1 | N/A | 5.1 | OK
| Total supply enhancement capex expenditure | £m | 26.684 | 0 | 26.684 | OK
| Total supply enhancement opex expenditure | £m | 1.159 | 0 | 1.159 | OK
| Total supply enhancement benefit | Ml/d | 5.1 | N/A | 5.1 | OK
| Total demand enhancement capex expenditure | £m | 0 | 66.655 | 66.655 | OK
| Total demand enhancement opex expenditure | £m | 0 | 0 | 0 | OK
| Total demand enhancement benefit | Ml/d | 0 | N/A | 0 | OK
The supply enhancement schemes in Tywyn Aberdyfi (£4.854m) and Pembrokeshire zones (£5.000m) are included in this component as they were at initial assessment of plans. However, we now proportion the total expenditure between the 2020-25 supply enhancement component and the long-term enhancement component and assess it accordingly. We accept the evidence that the company provides in its response to the initial assessment of plans to support the separate assessment of the benefits for 2020-25 and beyond 2025. Following our challenge at initial assessment of plans the company now presents benefits for supply demand balance enhancement aligned with the 5.1 Ml/d 2025 deficit for these zones specified in the revised draft water resources management plan (WRMP) narrative.

## Deep dive_WSX
Deep dive sheet - Wessex Water
| Assessment and QA |  |  |  | Validation
| Assessor | DW |  |  | OK | Key metrics match analysis sheet "Totex to carry through"?
| Date completed | 2019-05-31 |  |  | OK | Key metrics match component for analysis?
| Peer review (initials, date and QA log ref.) | SH, 08/07/2019
Deep dive costs
| Company | WSX
| Totex carried through deep dive 2020-25 (£m) | 28.189
| Totex assessed within cost adjustment claims (£m) | 0
| Totex assessed within deep dive (£m) | 28.189
| Totex allowance from cost adjustment claims (£m) | 0
| Totex allowance from deep dive (£m) | 2.851
Overall assessment result
| Ofwat view of allowance for 2020-25 (£m) | 2.851
Summary of assessment
Item | Component for enhancement cost analysis | Claimed benefit (Ml/d) | Claimed expenditure (£m) | Allowed benefit (Ml/d) | Allowed expenditure (£m) | Comments
1 | 2020-25 SDB enhancement total | 5 | 2.851 | 5 | 2.851 | Unchanged from initial assessment of plans. We calculate the expenditure allowance for non-leakage SDB benefits using the company's unit cost which is lower than the industry median unit cost.
1a | 2020-25 supply enhancement | 0 | 0
1b | 2020-25 demand (non-leakage) enhancement | 5 | 2.851
2 | 2020-25 leakage enhancement | 10.49 | 25.338 |  | 0 | The company presents expenditure and benefits figures in 'Appendix 5 – Using water efficiently: Response to IAP' which are unchanged from the request at initial assessment of plans. The final allowance we make is unchanged from initial assessment of plans but we revise our assessment approach. At initial assessment of plans we used a 15% reduction as a 2019-20 to 2024-25 stretch threshold for allowing enhancement funding, but we consider absolute levels (upper quartile by 2024-25) as reflective of performance, and we recognise stretch performance through the outcomes framework. For calculation of allowance see tab 'leakage enhancement assessment'.
3 | Long-term enhancement |  | 0 |  | 0 | No expenditure requested
4 | Internal interconnections |  | 0 |  | 0 | No expenditure requested
5 | Investigations and future planning |  | 0 |  | 0 | No expenditure requested
| Total |  | 28.189 |  | 2.851
| Unit costs | Company (£m/Ml/d) | Industry (£m/Ml/d)
| 2020-25 SDB enhancement unit cost | 0.5702 | 1.2
| Leakage enhancement unit cost | 2.4154 | 2.0302
| Deep dive company efficiency challenge | 5%
Notes
1 | 2020-25 SDB enhancement total
1a | 2020-25 supply enhancement
1b | 2020-25 demand (non-leakage) enhancement
2 | 2020-25 leakage enhancement
Wessex Water includes a bespoke enhancement expenditure line and a cost claim associated with leakage reduction, lines 25, 64. The performance related cost claim has been rejected because we assess the leakage enhancement request consistently with other companies, see leakage assessment tab for further details.
| Enhanced Leakage | 19.848 | £m Capex
| Enhanced Leakage | 5.49 | £m Opex
| Total leakage reduction includes 1.23 Ml/d reduction in customer losses from metering (which is not included in the company's cost adjustment claim) | [5 empty] | Appendix 8.8.A – Claim WSX04 – Reducing leakage by a further 15%, P4
| Leakage reduction (non-metering) | 25.338 | £m (totex) | 10.49 | Ml/d
| Leakage reduction (metering) | not indicated | £m (totex) | 1.23 | Ml/d
The company provides a benefits breakdown provided in response to query WSX-DD-CE-004
Demand benefits (Ml/d)
| Leakage | 11.7 | Note the leakage reduction associated with the enhancement expenditure is lower then this and therefore the lower number has been used to generate the unit cost.
| Water efficiency | 5
| Metering | 2.26
| Total | 18.96
From query response WXS-DD-CE-004
| Leakage saving Ml/d) | 2017-18 | 2018-19 | 2019-20 | 2020-21 | 2021-22 | 2022-23 | 2023-24 | 2024-25
|  | 0.64 | 0.77 | 0.73 | 2.34 | 2.34 | 2.34 | 2.34 | 2.34
| Demand reduction from water efficiency Ml/d | 2017-18 | 2018-19 | 2019-20 | 2020-21 | 2021-22 | 2022-23 | 2023-24 | 2024-25
|  | 1.21 | 0.95 | 0.74 | 1 | 1 | 1 | 1 | 1
| Scenario | 2017-18 | 2018-19 | 2019-20 | 2020-21 | 2021-22 | 2022-23 | 2023-24 | 2024-25
| Metering Savings (DYCP) Ml/d | 0.49 | 0.64 | 0.58 | 0.53 | 0.49 | 0.45 | 0.41 | 0.38
| Metering Savings (DYAA) Ml/d | 0.49 | 0.53 | 0.48 | 0.44 | 0.4 | 0.37 | 0.34 | 0.31
3 | Long-term enhancement
4 | Internal interconnections
5 | Investigations and future planning
6 | Summary of company reference data from April 2019 submission incorporating reallocations
WSX
| KEY METRICS from business plan | 2018-19: BP figures; 2019-20: Net reallocations; 2020-21: Assessed values; 2021-22: Validation
| Total SDB enhancement capex expenditure | £m | 22.699 | 0 | 22.699 | OK
| Total SDB enhancement opex expenditure | £m | 5.49 | 0 | 5.49 | OK
| Total SDB enhancement benefit | Ml/d | 18.96 | N/A | 18.96 | OK
| Total supply enhancement capex expenditure | £m | 19.8485 | 0 | 19.8485 | OK
| Total supply enhancement opex expenditure | £m | 5.49 | 0 | 5.49 | OK
| Total supply enhancement benefit | Ml/d | 0 | N/A | 0 | OK
| Total demand enhancement capex expenditure | £m | 2.8506 | 0 | 2.8506 | OK
| Total demand enhancement opex expenditure | £m | 0 | 0 | 0 | OK
| Total demand enhancement benefit | Ml/d | 18.96 | N/A | 18.96 | OK

## Deep dive_YKY
Deep dive - Yorkshire Water
| Assessment and QA |  |  |  | Validation
| Assessor | RM |  |  | OK | Key metrics match analysis sheet "Totex to carry through"?
| Date completed | 2019-05-31 |  |  | OK | Key metrics match component for analysis?
| Peer review (initials, date and QA log ref.) | SH, 08/07/19
Deep dive costs
| Company | YKY
| Totex carried through deep dive 2020-25 (£m) | 136.874
| Totex assessed within cost adjustment claims (£m) | 0
| Totex assessed within deep dive (£m) | 136.874
| Totex allowance from cost adjustment claims (£m) | 0
| Totex allowance from deep dive (£m) | 0
Overall assessment result
| Ofwat view of allowance for 2020-25 (£m) | 0
Summary of assessment
Item | Component for enhancement cost analysis | Claimed benefit (Ml/d) | Claimed expenditure (£m) | Allowed benefit (Ml/d) | Allowed expenditure (£m) | Comments
1 | 2020-25 SDB enhancement total | 2 | 0.341 | 0 | 0 | We find no further justification of the need for this supply enhancement in the resubmitted plan. The company forecasts a surplus in its WRMP. Therefore, enhancement is disallowed on grounds of insufficient need.
1a | 2020-25 supply enhancement
1b | 2020-25 demand (non-leakage) enhancement | 2 | 0.341
2 | 2020-25 leakage enhancement | 67.25 | 136.533 |  | 0 | The company reduces its expenditure request from initial assessment of plans in and revises the benefits it presents in the business plan tables, 'Post IAP Commentary for the data tables, March 2019'. We no longer make an allowance because we revise our assessment approach. At initial assessment of plans we used a 15% reduction as a 2019-20 to 2024-25 stretch threshold for allowing enhancement funding, but we consider absolute levels (upper quartile by 2024-25) as reflective of performance, and we recognise stretch performance through the outcomes framework. For calculation of allowance see tab 'leakage enhancement assessment'.
3 | Long-term enhancement |  |  |  |  | No expenditure requested
4 | Internal interconnections |  |  |  |  | No expenditure requested
5 | Investigations and future planning |  |  |  | 0 | No expenditure requested
| Total | 69.25 | 136.874 | 0 | 0
| Unit costs | Company (£m/Ml/d) | Industry (£m/Ml/d)
| 2020-25 SDB enhancement unit cost | 0.1705 | 1.2
| Leakage enhancement unit cost | 2.0302 | 2.0302
| Deep dive company efficiency challenge | 5%
Notes
1 | 2020-25 SDB enhancement total
1a | 2020-25 supply enhancement
The September 2018 data table commentary states, "We are applying for an increase to the license at Catterick Borehole." No further explanation was provided, on grounds that it is not material to the business plan (appendix 8f, p.38).
The April 2019 data table commentary states, "We have identified £0.341m for enhancements to, and modelling of our supply demand balance as set out in our water resource management plan." No response to the IAP challenge found.
1b | 2020-25 demand (non-leakage) enhancement
2 | 2020-25 leakage enhancement
3 | Long-term enhancement
4 | Internal interconnections
5 | Long-term enhancement
6 | Summary of company reference data from April 2019 submission incorporating reallocations
YKY
| Key metrics from business plan |  | BP figures | Net reallocations | Assessed values | Validation
| Total SDB enhancement capex expenditure | £m | 0.341 | 71.863 | 72.204 | OK
| Total SDB enhancement opex expenditure | £m | 0 | 64.67 | 64.67 | OK
| Total SDB enhancement benefit | Ml/d | 69.25 | N/A | 69.25 | OK
| Total supply enhancement capex expenditure | £m | 0.341 | 0 | 0.341 | OK
| Total supply enhancement opex expenditure | £m | 0 | 0 | 0 | OK
| Total supply enhancement benefit | Ml/d | 2 | N/A | 2 | OK
| Total demand enhancement capex expenditure | £m | 0 | 71.863 | 71.863 | OK
| Total demand enhancement opex expenditure | £m | 0 | 64.67 | 64.67 | OK
| Total demand enhancement benefit | Ml/d | 67.25 | N/A | 67.25 | OK

## Deep dive_AFW
Deep dive sheet - Affinity Water
| Assessment and QA |  |  |  | Validation
| Assessor | RM |  |  | OK | Key metrics match analysis sheet "Totex to carry through"?
| Date completed | 2019-05-31 |  |  | OK | Key metrics match component for analysis?
| Peer review (initials, date and QA log ref.) | SH, 08/07/19
Deep dive costs
| Company | AFW
| Totex carried through deep dive 2020-25 (£m) | 126.215
| Totex assessed within cost adjustment claims (£m) | 0
| Totex assessed within deep dive (£m) | 126.215
| Totex allowance from cost adjustment claims (£m) | 0
| Totex allowance from deep dive (£m) | 62.719
Overall assessment result
| Ofwat view of allowance for 2020-25 (£m) | 62.719
Summary of assessment
Item | Component for enhancement cost analysis | Claimed benefit (Ml/d) | Claimed expenditure (£m) | Allowed benefit (Ml/d) | Allowed expenditure (£m) | Comments
1 | 2020-25 SDB enhancement total | 37.4832 | 53.885 | 34.2532 | 41.1038 | We cap the supply benefit for WRZ3 at 5.3 Ml/d, in line with the supply benefits specified for the deficit to be solved in the revised draft WRMP. This also excludes any benefit (1.3 Ml/d) associated with the Dover deployable constraint removal option as there is no deficit to solve in this zone. We allow the demand-side benefits in full. The variance from initial assessment of plans results from revised benefits in line with the recently issued revised draft WRMP, and the updated industry unit cost for this component.
1a | 2020-25 supply enhancement | 8.53 | 5 |  |  | Benefit as specified in table WS4. Expenditure as specified in Appendix AFW.CE.A1.1. We observe a slight variance with the preferred expenditure specified in the revised draft WRMP.
1b | 2020-25 demand (non-leakage) enhancement | 28.9532 | 48.885 |  |  | Benefit and expenditure determined as WS4 demand benefit less leakage benefit specified in Appendix AFW.CE.A1.1 Totex Summary and WS2 demand expenditure less leakage expenditure.
2 | 2020-25 leakage enhancement | 30 | 48.2 |  | 0 | The company increases its expenditure request from initial assessment of plans and the benefits it expects to deliver in AFW.CE.A1.1 totex summary. The company identifies additional leakage reduction up to 18%. The final allowance we make is unchanged from initial assessment of plans but we revise our assessment approach. At initial assessment of plans we used a 15% reduction as a 2019-20 to 2024-25 stretch threshold for allowing enhancement funding, but we consider absolute levels (upper quartile by 2024-25) as reflective of performance, and we recognise stretch performance through the outcomes framework. For calculation of allowance see tab 'leakage enhancement assessment'.
3 | Long-term enhancement |  | 24.1304 |  | 21.6152 | Claimed expenditure is the initial assessment of plans allowance for Sundon import conditioning plus the Supply 2040 enhancement minus the reallocated Supply 2040 costs (to resilience). We make a further adjustment of £0.366m to the requested amount to enable total breakdown to balance with Table WS2. The variance in allowance from initial assessment of plans results from the further detail provided for Supply 2040 costs, in line with the revised draft WRMP. We reallocate £12.37m to Resilience for components ST9, ST10, ST13 and ST14, as suggested by the WRMP documentation, given there is no clear SDB driver. We allow the Egham to Iver £0.97m expenditure and the Pinn Network Reinforcement (£10.7m) in full, as optioneering evidence is now provided, and there is a clear WRMP deficit. We disallow Arkley and North Mymms enhancement on grounds of insufficient need - no WRMP deficit until 2038. The company-specific efficiency factor applied to Supply 2040 schemes as we find no clear evidence for efficient costs.
4 | Internal interconnections |  | 0 |  | 0 | No interconnection schemes identified, as at initial assessment of plans.
5 | Investigations and future planning |  | 0 |  | 0 | Company accepts delivery through base allowance
| TOTAL |  | 126.2154 |  | 62.719
| Unit costs | Company (£m/Ml/d) | Industry (£m/Ml/d)
| 2020-25 SDB enhancement unit cost | 1.4376 | 1.2
| Leakage enhancement unit cost | 1.6067 | 2.0302
| Deep dive company efficiency challenge | 5%
Notes
1 | 2020-25 SDB enhancement total
Resubmitted Plan post IAP: Securing Cost Efficiency Appendices:
Appendix AFW.CE.A1.1 - Totex Summary
| Spend Item | September Business Plan (£m) | IAP Allowed Expenditure (£m) | Revised business plan (£m) | Company IAP Response
| 2020-25 supply enhancement | 5.5 | 5 | 5 | Accept
| 2020-25 demand (non-leakage) enhancement | 63.5 | 57.5 | 48.9 | We have revised these costs to align with the WRMP.
| 2020-25 SDB enhancement sub-total | 69 | 62.5 | 53.9 | Accept
1a | 2020-25 supply enhancement
Revised draft WRMP continues to specify 5.3 Ml/d Runley Wood LGS new GW option benefit (in 2025-26).
Revised draft WRMP19 specifies construction costs for Runley Wood AMP7 LGS borehole of £5.11m, construction time 4 years and water available for use (WAFU) benefit of 5.3 Ml/d by 2025-26. Kings Walden is also specified as a preferred option but not required for WAFU delivery until 2030-31 with a lead time of four years. Therefore no allowance required for Kings Walden at PR19. The WRMP19 specifies deficit of 12 Ml/d for WRZ3 in 2023-24, followed by surplus of 4.95 Ml/d by 2024-25 in response to increased Grafham raw water import. Final planning scenario specifies 0 Ml/d supply demand balance as a result of WRZ interconnections. Therefore, Runley Wood is justified by WRMP need (deficit magnitude and timing).
Revised draft WRMP19 specifies Dover deployable output constraint removal as preferred option in WRZ7 for delivery of 0.97 Ml/d WAFU in 2022-23; construction cost £0.36m. WRZ 7 remains in surplus > 1.4 Ml/d (DYCP) and >3.4 Ml/d (DYAA) throughout 2020-25 and 2025-30. Therefore, we consider Dover constraint removal is not required to address the benefit as this time and therefore is not allowed.
1b | 2020-25 demand (non-leakage) enhancement
Revised draft WRMP specifies 23.7 Ml/d of preferred water efficiency options by 2024-25. Also 11.13 Ml/d of "Street level PHC" ("MET") options. Difference in PCC between FP and BL in 2024-25 is 8.2 l/h/d. No difference in meter penetration FP v BL. 2024-25 total population 3.93m. Implies preferred consumption saving of 32.25 Ml/d.
| In revised draft WRMP, company targets DYAA PCC of 136.3 l/h/d FP 2024-25 compared to 144.5 l/h/d BL 2024-25 |  |  | 8.2 | l/h/d
| Overall population 2024-25 of 3.9 million implies a DYAA non-leakage saving of |  |  | 31.98 | Ml/d
DD Data Table Commentaries states, "Changes since September Plan: Ofwat action AFW.CE.A1 – reallocation of 4% from the Water Savings Programme from line 10 to line 22 as directed by Ofwat in the Initial Assessment of Plans. o Lines 10, 22." Therefore no need for any further reallocation from SDB to Metering.
2 | 2020-25 leakage enhancement
Appendix AFW.CE.A1.1 - Totex Summary
| Spend Item | September Business Plan (£m) | IAP Allowed Expenditure (£m) | Revised business plan (£m) | Company IAP Response
| 2020-25 leakage enhancement | 35.1 | 0 | 48.2 | We are adopting a leakage target of 18.5% (30 Ml/d).
Appendix AFW.CE.A1.1 - Totex Summary specifies leakage benefit of 30 Ml/d (see table above). This is consistent with App 2 Line 5.
3 | Long-term enhancement
Appendix AFW.CE.A1.1 - Totex Summary
| Spend Item | September Business Plan (£m) | IAP Allowed Expenditure (£m) | Revised business plan (£m) | Company IAP Response
| Long-term enhancement - | 47.9 | 38.1 | 36.1 | Accept company efficiency challenge on Sundon. Revised Supply 2040 costs.
AFW accepts the efficiency challenge applied to the Sundon conditioning treatment of the Anglian Water import (resubmitted Appendix AFW.CE.A1.1 - Totex Summary)
AFW has reduced its Supply 2040 programme to £25.58m, comprising the following (Supply 2040 PR19 Business Case, March 2019 Table 10 (Cost Efficiency Appendices p.42)):
| Project ID | Cost £k | Project Name | Outcome
| ST1a | 972.9 | Egham to Iver | Transfer 17Ml/d (average) surplus from Wey community to Pinn community.
| ST2 | 10678 | Network reinforcement in Pinn | Reinforce the existing network to redistribute surface water within our Pinn community with additional 17Ml/d from Egham.
| ST5 | 664 | Arkley | Removal of network constraint to improve flows between Pinn and Lee communities.
| ST6 | 902.7 | North Mymms | Upgrade pumping station to enable automated flow control to redirect flow north into our Lee community.
| ST9 | 926.7 | Bulls Green to Preston | Booster to make greater use of North Mymms water further into our Lee community.
| ST10 | 946.3 | Preston to Sundon | Booster to push water north and west into the Lee community where a cascade has been created by Egham surplus (projects ST1a, ST2, ST5, ST6 and ST9). Also provides bi-directional flow via existing strategic main.
| ST13 | 6214.6 | Lee storage (Chaul End) | New cell at our existing site. Provides storage for surplus water transferred into our Lee community from the Egham to Iver cascade. Sized to provide 24 hours storage to restore supply resilience for customers, eroded as a consequence of sustainability reductions. Provides operational flexibility in the event of an outage at Grafham or Sundon
| ST14 | 4278.3 | Lee storage (Preston) | New cell at our existing site. Provides storage for surplus water transferred into our Lee community from the Egham to Iver cascade. Sized to provide 24 hours storage to restore supply resilience for customers, eroded as a consequence of sustainability reductions. Provides operational flexibility in the event of an outage at Grafham or Sundon.
13217.6
| AFW Business Plan Sep 2018 Appendix 6 section 9.6.2 | 11.22 | £m for import conditioning
| FM_E_WW_SDB(IAP) allowance for Sundon import conditioning | 10.5468 | £m after company efficiency challenge
4 | Internal interconnections
None specified.
5 | Investigations and future planning
Appendix AFW.CE.A1.1 - Totex Summary
| Spend Item | September Business Plan (£m) | IAP Allowed Expenditure (£m) | Revised business plan (£m) | Company IAP Response
| Investigations and future planning | 14.2 | 0 | 0 | We have absorbed this cost in base.
6 | Summary of company reference data from April 2019 submission incorporating reallocations
AFW
| KEY METRICS from business plan | Unit | BP figures | Net reallocations | Assessed values | Validation
| Total SDB enhancement capex expenditure | £m | 86.896 | -12.366 | 74.53 | OK
| Total SDB enhancement opex expenditure | £m | 51.685 | 0 | 51.685 | OK
| Total SDB enhancement benefit | Ml/d | 67.4832 | N/A | 67.4832 | OK
| Total supply enhancement capex expenditure | £m | 41.496 | -12.366 | 29.13 | OK
| Total supply enhancement opex expenditure | £m | 0 | 0 | 0 | OK
| Total supply enhancement benefit | Ml/d | 8.53 | N/A | 8.53 | OK
| Total demand enhancement capex expenditure | £m | 45.4 | 0 | 45.4 | OK
| Total demand enhancement opex expenditure | £m | 51.685 | 0 | 51.685 | OK
| Total demand enhancement benefit | Ml/d | 58.9532 | N/A | 58.9532 | OK

## Deep dive_BRL
Deep dive - Bristol Water
| Assessment and QA |  |  |  | Validation
| Assessor | RM |  |  | OK | Key metrics match analysis sheet "Totex to carry through"?
| Date completed | 2019-05-31 |  |  | OK | Key metrics match component for analysis?
| Peer review (initials, date and QA log ref.) | SH, 08/07/19
Deep dive costs
| Company | BRL
| Totex carried through deep dive 2020-25 (£m) | 4.235
| Totex assessed within cost adjustment claims (£m) | 0
| Totex assessed within deep dive (£m) | 4.235
| Totex allowance from cost adjustment claims (£m) | 0
| Totex allowance from deep dive (£m) | 2.4004
Overall assessment result
| Ofwat view of allowance for 2020-25 (£m) | 2.4004
Summary of assessment
Item | Component for enhancement cost analysis | Claimed benefit (Ml/d) | Claimed expenditure (£m) | Allowed benefit (Ml/d) | Allowed expenditure (£m) | Comments
1 | 2020-25 SDB enhancement total | 0.19 | 0.006 | 0.19 | 0.006 | Enhancement allowed in full as very low unit cost for demand management.
1a | 2020-25 supply enhancement
1b | 2020-25 demand (non-leakage) enhancement | 0.19 | 0.006 |  |  | Claimed expenditure determined as difference between WS2 demand opex and leakage opex of £0.749m specified in the query response
2 | 2020-25 leakage enhancement | 6.5 | 4.229 |  | 2.3944 | The company reduces the expenditure it requests from initial assessment of plans but maintains the same benefits, response to query BRL-DD-CE-004. The allowance we make is slightly reduced from initial assessment of plans as a result of the company's lower unit cost rate mitigated in part by an adjustment to the company's forecast performance level. We revise our assessment approach from initial assessment of plans. At initial assessment of plans we used a 15% reduction as a 2019-20 to 2024-25 stretch threshold for allowing enhancement funding, but we consider absolute levels (upper quartile by 2024-25) as reflective of performance, and we recognise stretch performance through the outcomes framework. For calculation of allowance see tab 'leakage enhancement assessment'
3 | Long-term enhancement |  | 0 |  | 0 | No expenditure requested
4 | Internal interconnections |  | 0 |  | 0 | No expenditure requested
5 | Investigations and future planning |  | 0 |  | 0 | No expenditure requested
| Total | 6.69 | 4.235 | 0.19 | 2.4004
| Unit costs | Company (£m/Ml/d) | Industry (£m/Ml/d)
| 2020-25 SDB enhancement unit cost | 0.031579 | 1.2
| Leakage enhancement unit cost | 0.65062 | 2.0302
| Deep dive company efficiency challenge | 10%
Notes
1 | 2020-25 SDB enhancement total
1a | 2020-25 supply enhancement
1b | 2020-25 demand (non-leakage) enhancement
BRL-DD-CE-004 Query response: "Our revised enhancement totex associated with delivering this leakage reduction is shown in figure 3-11 of our revised C5 (page 59), £4.229m, comprised of £0.749m opex and £3.480m capex. As the query notes, the total demand side enhancements in line 5 of table WS4 is 6.69 Ml/d, slightly greater than the 6.5 Ml/d leakage reduction. The figure of 6.69 is taken from the draft WRMP submission and includes other elements of customer demand side savings as well as leakage".
2 | 2020-25 leakage enhancement
BRL-DD-CE-004 Query response: "Our revised enhancement totex associated with delivering this leakage reduction is shown in figure 3-11 of our revised C5 (page 59), £4.229m, comprised of £0.749m opex and £3.480m capex. Effectively we left our original plan capex unaltered, with the balance targeted as an efficiency on opex (not reallocated to base, this was a plan cost reduction)."
3 | Long-term enhancement
4 | Internal interconnections
5 | Investigations and future planning
6 | Summary of company reference data from April 2019 submission incorporating reallocations
BRL
| Key metrics from business plan |  | BP figures | Net reallocations | Assessed values | Validation
| Total SDB enhancement capex expenditure | £m | 3.48 | 0 | 3.48 | OK
| Total SDB enhancement opex expenditure | £m | 0.755 | 0 | 0.755 | OK
| Total SDB enhancement benefit | Ml/d | 6.69 | N/A | 6.69 | OK
| Total supply enhancement capex expenditure | £m | 0 | 0 | 0 | OK
| Total supply enhancement opex expenditure | £m | 0 | 0 | 0 | OK
| Total supply enhancement benefit | Ml/d | 0 | N/A | 0 | OK
| Total demand enhancement capex expenditure | £m | 3.48 | 0 | 3.48 | OK
| Total demand enhancement opex expenditure | £m | 0.755 | 0 | 0.755 | OK
| Total demand enhancement benefit | Ml/d | 6.69 | N/A | 6.69 | OK

## Deep dive_PRT
Deep dive - Portsmouth Water
| Assessment and QA |  |  |  | Validation
| Assessor | DW |  |  | OK | Key metrics match analysis sheet "Totex to carry through"?
| Date completed | 2019-05-31 |  |  | OK | Key metrics match component for analysis?
| Peer review (initials, date and QA log ref.) | SH, 08/07/19
Deep dive costs
| Company | PRT
| Totex carried through deep dive 2020-25 (£m) | 4.201
| Totex assessed within cost adjustment claims (£m) | 0
| Totex assessed within deep dive (£m) | 4.201
| Totex allowance from cost adjustment claims (£m) | 0
| Totex allowance from deep dive (£m) | 2.6544
Overall assessment result
| Ofwat view of allowance for 2020-25 (£m) | 2.6544
Summary of assessment
Item | Component for enhancement cost analysis | Claimed benefit (Ml/d) | Claimed expenditure (£m) | Allowed benefit (Ml/d) | Allowed expenditure (£m) | Comments
1 | 2020-25 SDB enhancement total | 14.3 | 2.6544 | 14.3 | 2.6544 | No material change from initial assessment of plans. We calculate the expenditure allowance for non-leakage SDB benefits using the company unit cost which is lower than the industry median unit cost. The company clarifies in a query response that the development of these sources is to support transfers to Southern Water rather than address any internal deficits.
1a | 2020-25 supply enhancement | 14.3 | 2.6544
1b | 2020-25 demand (non-leakage) enhancement | 0 | 0
2 | 2020-25 leakage enhancement | 4.7 | 1.547 |  | 0 | The company increases its proposed leakage reduction to 20% from initial assessment of plans but retains the same enhancement expenditure, 'Response to Ofwat Initial Assessment of Plan Portsmouth Water' (P212). We no longer make a small allowance because we revise our assessment approach. At initial assessment of plans we used a 15% reduction as a 2019-20 to 2024-25 stretch threshold for allowing enhancement funding, but we consider absolute levels (upper quartile by 2024-25) as reflective of performance, and we recognise stretch performance through the outcomes framework. For calculation of allowance see tab 'leakage enhancement assessment'.
3 | Long-term enhancement |  | 0 |  | 0 | We now consider the Havant Thicket reservoir development within a separate price control in the feeder model, FM_CAC_HVT separate control. This scheme was previously assessed in this component of the model at initial assessment of plans.
4 | Internal interconnections |  | 0 |  | 0 | No expenditure requested
5 | Investigations and future planning |  | 0 |  | 0 | No expenditure requested
| Total |  | 4.2014 |  | 2.6544
| Unit costs | Company (£m/Ml/d) | Industry (£m/Ml/d)
| 2020-25 SDB enhancement unit cost | 0.18562 | 1.2
| Leakage enhancement unit cost | 0.32915 | 2.0302
| Deep dive company efficiency challenge | 5%
Notes
1 | 2020-25 SDB enhancement total
1a | 2020-25 supply enhancement
|  | Cost - £m (capex) | Benefit - Ml/d
| Funtington Borehole and Adits Improvements for drilling and casing borehole 3 (£1,073k) | 1.072 | 1.8 | AMP7-WS2 Data Tables Commentary TH, benefits taken from revised draft WRMP Table_5_Oct2018, note amended from £1.073m to £1.072m to align with the total in the response to the query PRT-DD-CE-002
| For the provision of a new Satellite Borehole at Worlds End to provide increased deployable output (£1,446.6k) which includes a new control panel (£135.8k). | 1.5824 | 12.5 | AMP7-WS2 Data Tables Commentary TH, benefits taken from revised draft WRMP Table_5_Oct2018
Note there are additional schemes included in the WRMP (Draft Final Water Resources Management Plan 2019, table 70, p182) which do not appear to have been requested to be funded through enhancement expenditure at PR19. These additional schemes account for the variance in benefits between those identified in this component and those included in table WS4.
We note that the final supply demand balance position reported by the company indicates a surplus above the headroom position of greater than 4 Ml/d throughout the 2020-25 period (Draft Final Water Resources Management Plan 2019, table 64, p174).
We have not reduced the benefits requested to reflect this because as identified above the company appears not to have requested enhancement funding for all of its supply side options.
In comparison to other companies the supply side options appear relatively low cost and we note that by 2027 the company forecasts a surplus beyond headroom of ~9 Ml/d. Considering the position of its neighbour, Southern Water, we would expect Portsmouth Water to discuss trading this surplus in addition to its planned trades in order to provide a regional benefit.
| Total capex the company requests (£m) | 2.6544 | The company confirmed this was unchanged from IAP in response to query PRT-DD-CE-002
1b | 2020-25 demand (non-leakage) enhancement
2 | 2020-25 leakage enhancement
| Leakage reduction | 1.5467 | 4.7 | Following IAP the company has increased its proposed leakage reduction from 15% to 20% and has identified £0.9m of associated opex costs. However the company has included these costs within base expenditure rather than enhancement and therefore for the purposes of calculating the unit cost for leakage reduction the figures from IAP have been retained (Response to Ofwat Initial Assessment of Plan Portsmouth Water, P212).
3 | Long-term enhancement
4 | Internal interconnections
5 | Investigations and future planning
6 | Summary of company reference data from April 2019 submission incorporating reallocations
PRT
| KEY METRICS from business plan |  | BP figures | Net reallocations | Assessed values | Validation
| Total SDB enhancement capex expenditure | £m | 4.201 | 0 | 4.201 | OK
| Total SDB enhancement opex expenditure | £m | 0 | 0 | 0 | OK
| Total SDB enhancement benefit | Ml/d | 26.8 | N/A | 26.8 | OK
| Total supply enhancement capex expenditure | £m | 2.654 | 0 | 2.654 | OK
| Total supply enhancement opex expenditure | £m | 0 | 0 | 0 | OK
| Total supply enhancement benefit | Ml/d | 26.8 | N/A | 26.8 | OK
| Total demand enhancement capex expenditure | £m | 1.547 | 0 | 1.547 | OK
| Total demand enhancement opex expenditure | £m | 0 | 0 | 0 | OK
| Total demand enhancement benefit | Ml/d | 0 | N/A | 0 | OK

## Deep dive_SES
Deep dive - SES Water
| Assessment and QA |  |  |  | Validation
| Assessor | DW |  |  | OK | Key metrics match analysis sheet "Totex to carry through"
| Date completed | 2019-05-31 |  |  | OK | Key metrics match component for analysis
| Peer review (initials, date and QA log ref.) | SH, 08/07/19
Deep dive costs
| Company | SES
| Totex carried through deep dive 2020-25 (£m) | 20.032
| Totex assessed within cost adjustment claims (£m) | 0
| Totex assessed within deep dive (£m) | 20.032
| Totex allowance from cost adjustment claims (£m) | 0
| Totex allowance from deep dive (£m) | 2.589
Overall assessment result
| Ofwat view of allowance for 2020-25 (£m) | 2.589
Summary of assessment
Item | Component for enhancement cost analysis | Claimed benefit (Ml/d) | Claimed expenditure (£m) | Allowed benefit (Ml/d) | Allowed expenditure (£m) | Comments
1 | 2020-25 SDB enhancement total | 2.268 | 2.589 | 2.268 | 2.589 | Unchanged from initial assessment of plans, we calculate the allowance using the company's unit cost which is lower than the industry median unit cost.
1a | 2020-25 supply enhancement | 0 | 0
1b | 2020-25 demand (non-leakage) enhancement | 2.268 | 2.589 |  |  | Opex expenditure for water efficiency. The company identified water efficiency benefits as 45% of non-leakage supply demand balance benefit.
2 | 2020-25 leakage enhancement | 3.6 | 17.443 |  | 0 | The company presents expenditure and benefits figures in which are unchanged from the request at initial assessment of plans, 'A12.2 - Business Plan data table commentary, September 2018'. The final allowance we make is unchanged from initial assessment of plans but we revise our assessment approach. At initial assessment of plans we used a 15% reduction as a 2019-20 to 2024-25 stretch threshold for allowing enhancement funding, but we consider absolute levels (upper quartile by 2024-25) as reflective of performance, and we recognise stretch performance through the outcomes framework. For calculation of allowance see tab 'leakage enhancement assessment'.
3 | Long-term enhancement |  | 0 |  | 0 | No expenditure requested
4 | Internal interconnections |  | 0 |  | 0 | No expenditure requested
5 | Investigations and future planning |  | 0 |  | 0 | No expenditure requested
| Total |  | 20.032 |  | 2.589 | 0
| Unit costs | Company (£m/Ml/d) | Industry (£m/Ml/d)
| 2020-25 SDB enhancement unit cost | 1.1415 | 1.2
| Leakage enhancement unit cost | 4.8453 | 2.0302
| Deep dive company efficiency challenge | 5%
Notes
1 | 2020-25 SDB enhancement total
1a | 2020-25 supply enhancement
1b | 2020-25 demand (non-leakage) enhancement
The plan narrative describes non-metering water efficiency delivering 45% of the 7.3% reduction in per capita consumption (PCC) from 2020 to 2025, with 55% resulting from metering.
2 | 2020-25 leakage enhancement
Expenditure is mainly capex with the enhancement described as being in addition to baseline activities relating to £16.5m of base totex allowance. 15% leakage reduction is to be delivered via active leakage control, targeted mains renewal and pressure management (5% each).
SES Water includes bespoke enhancement expenditure lines, 'Leakage reduction', WS2 lines 24 and 63, which we reallocate to this model for assessment.
The company has a related cost adjustment claim, SES-WN603001, 'Mains replacement'. We assess and reject this claim in FM_CAC_SES.
| Leakage | 14.951 | £m capex
| Leakage | 2.492 | £m opex
3 | Long-term enhancement
4 | Internal interconnections
5 | Investigations and future planning
6 | Summary of company reference data from April 2019 submission incorporating reallocations
SES
| KEY METRICS from business plan |  | BP figures | Net reallocations | Assessed values | Validation
| Total SDB enhancement capex expenditure | £m | 0 | 14.951 | 14.951 | OK
| Total SDB enhancement opex expenditure | £m | 2.589 | 2.492 | 5.081 | OK
| Total SDB enhancement benefit | Ml/d | 8.64 | N/A | 8.64 | OK
| Total supply enhancement capex expenditure | £m | 0 | 0 | 0 | OK
| Total supply enhancement opex expenditure | £m | 0 | 0 | 0 | OK
| Total supply enhancement benefit | Ml/d | 0 | N/A | 0 | OK
| Total demand enhancement capex expenditure | £m | 0 | 14.951 | 14.951 | OK
| Total demand enhancement opex expenditure | £m | 2.589 | 2.492 | 5.081 | OK
| Total demand enhancement benefit | Ml/d | 8.64 | N/A | 8.64 | OK

## Deep dive_SEW
Deep dive sheet - South East Water
| Assessment and QA |  |  |  | Validation
| Assessor | RM |  |  | OK | Key metrics match analysis sheet "Totex to carry through"? - Key metrics include the £58.270m which is driven by growth and not carried through to assessment (see analysis) therefore we make an adjustment to the calculation
| Date completed | 2019-05-31 |  |  | OK | Key metrics match component for analysis?
| Peer review (initials, date and QA log ref.) | SH, 08/07/19
Deep dive costs
| Company | SEW
| Totex carried through deep dive 2020-25 (£m) | 75.9506
| Totex assessed within cost adjustment claims (£m) | 0
| Totex assessed within deep dive (£m) | 75.9506
| Totex allowance from cost adjustment claims (£m) | 0
| Totex allowance from deep dive (£m) | 48.9726
Overall assessment result
| Ofwat view of allowance for 2020-25 (£m) | 48.9726
Summary of assessment
Item | Component for enhancement cost analysis | Claimed benefit (Ml/d) | Claimed expenditure (£m) | Allowed benefit (Ml/d) | Allowed expenditure (£m) | Comments
1 | 2020-25 SDB enhancement total | 32.18 | 37.75 | 32.18 | 37.75 | Company's unit cost remains lower than the industry median unit cost. The change in allowance from initial assessment of plans is due to including the WRZ6 zonal scheme costs in the 2020-25 enhancement.
1a | 2020-25 supply enhancement | 18.18 | 30.91 |  |  | Aylesford Newsprint groundwater scheme: we assume costs and benefits remain as specified in Appendix 11 Table 15 (September 2018). We move WRZ6 zonal scheme (Aylesford to Kingshill) expenditure here from long-term SDB enhancement, on basis of resubmitted Chapter 6: costs as specified in Chapter 6 Table 29.
1b | 2020-25 demand (non-leakage) enhancement | 14 | 6.84 |  |  | Enhancement for water efficiency, all of which opex expenditure. We assume costs and benefits remain as specified in Appendix 11 Table 15 (September 2018).
2 | 2020-25 leakage enhancement | 12.61 | 29.61 |  | 4.6391 | The company provides no evidence to indicate expenditure requested and associated benefits have changed since initial assessment of plans, 'Appendix 11 Table 15 (September 2018)'. We make a slight reduction in allowance from initial assessment of plans which results from use of the company's own unit cost with the company specific efficiency factor applied, and changes to the industry upper quartile thresholds. We revise our assessment approach from initial assessment of plans. At initial assessment of plans we used a 15% reduction as a 2019-20 to 2024-25 stretch threshold for allowing enhancement funding, but we consider absolute levels (upper quartile by 2024-25) as reflective of performance, and we recognise stretch performance through the outcomes framework. For calculation of allowance see tab 'leakage enhancement assessment'
3 | Long-term enhancement |  | 4.57 |  | 4.3415 | WRZ6 Aylesford to Kingshill zonal scheme reallocated to SDB 2020-25 enhancement. Assume costs and benefits for reservoir development remain as specified in Appendix 11 Table 15 (September 2018). Company-specific efficiency factor is applied, as no further specific evidence for efficient costs is presented. The allowance should be used for development of all comparable alternative long-term options because sufficient evidence has not been provided to support that the reservoir schemes represent the best options. The change in allowance from initial assessment of plans is due to moving the WRZ6 Aylesford to Kingshill zonal scheme costs out of long-term enhancement and into 2020-25 enhancement.
4 | Internal interconnections |  | 2.36 |  | 2.242 | We observe no change in requested expenditure from initial assessment of plans. The company-specific efficiency factor is applied to the WRMP interzonal company transfers, as no further specific evidence for efficient costs is presented.
5 | Investigations and future planning |  | 1.661 |  | 0 | WRMP24 development costs. Assume costs remain as specified in Appendix 11 Table 15 (September 2018). We make a correction to this component of £0.339m to enable balancing against the Table WS2 values. We consider that all investigation and future planning costs are to be delivered through the base allowance: no change in allowance from initial assessment of plans.
| Total |  | 75.951 |  | 48.9726
| Unit costs | Company (£m/Ml/d) | Industry (£m/Ml/d)
| 2020-25 SDB enhancement unit cost | 1.1731 | 1.2
| Leakage enhancement unit cost | 2.3481 | 2.0302
| Deep dive company efficiency challenge | 5%
Notes
1 | 2020-25 SDB enhancement total
1a | 2020-25 supply enhancement
Chapter 6 April 2019 Table 29
|  | Business Plan (£m) | Ofwat IAP (£m)
| WRZ6 Aylesford to Kingshill Scheme | 4.71 | 4.35
1b | 2020-25 demand (non-leakage) enhancement
2 | 2020-25 leakage enhancement
Appendix 11 Sep 2018 p.41 Table 13
| Schemes to be delivered between 2020-2025 | Ml/d benefit | Capex £m | Opex £m
| Water Efficiency | 14 | 0 | 6.84
| Leakage Reduction | 12.61 | 18.61 | 11 | Rounding of benefits to enable balancing with table WS4
| Aylesford Newsprint Licence | 18.18 | 25.83 | 0.37 | Rounding of benefits to enable balancing with table WS4
3 | Long-term enhancement
Appendix 11 Sep 2018 Table 14
| Schemes to be delivered after March 2025 but that will need investment before this date | Delivery year | Capital Expenditure During 2020-25 (£m) | Total Scheme cost (£m)
| WRZ 6 zonal scheme (Aylesford to Kingshill) | 2025 | 5.21 | 5.21 | We assume these WRZ6 zonal costs are superseded by those specified in Chapter 6 April 2019 Table 29
| New Arlington Reservoir | 2035 | 1.59 | 129.53
| Broad Oak Reservoir | 2033 | 2.98 | 104.03
The company states "we have included a scheme in WRZ6 to construct a new water treatment works as a result of a licence trade (one of the first in the industry) at the former Aylesford Newsprint site. This will provide an additional 18.2 Ml/d. The scheme also requires that we reinforce our existing trunk main network in order to get water from the new source and water treatment works into areas where it is needed i.e. in and around Aylesford, West Malling, Kings Hill and towards Beech Reservoir for the Paddock Wood area. This scheme has been costed using our unit cost database which was subjected to assurance scrutiny. The company efficiency applied to this scheme is as per the profile set out in our Business plan Appendix 11: Our investment plan (Table 38: Summary of plan cost efficiency for infrastructure schemes). This efficiency for this scheme equates to 9.47%, again higher than Ofwat’s set efficiency challenge, resulting in a scheme cost of £4.71m. Unlike other zonal transfer mains this scheme is inextricably linked to the new water treatment works at Aylesford and was modelled as such in our WRMP process." Resubmitted Chapter 6 p.56
4 | Internal interconnections
Appendix 11 Sep 2018 Table 14
| Schemes to be delivered after March 2025 but that will need investment before this date | Delivery year | Capital Expenditure During 2020-25 (£m) | Total Scheme cost (£m)
| WRMP Company Transfers | 2030 | 2.36 | 17.64
5 | Investigations and future planning
Appendix 11 Sep 2018 Table 14
| Schemes to be delivered after March 2025 but that will need investment before this date | Delivery year | Capital Expenditure During 2020-25 (£m) | Total Scheme cost (£m)
| WRMP PR24 Development | 2025 | 2 | 2
6 | Summary of company reference data from April 2019 submission incorporating reallocations
SEW
| KEY METRICS from business plan |  | BP figures | Net reallocations | Assessed values | Validation
| Total SDB enhancement capex expenditure | £m | 115.8072 | 0 | 115.8072 | OK
| Total SDB enhancement opex expenditure | £m | 18.4134 | 0 | 18.4134 | OK
| Total SDB enhancement benefit | Ml/d | 44.79 | N/A | 44.79 | OK
| Total supply enhancement capex expenditure | £m | 31.3524 | 0 | 31.3524 | OK
| Total supply enhancement opex expenditure | £m | 0.35305 | 0 | 0.35305 | OK
| Total supply enhancement benefit | Ml/d | 18.18 | N/A | 18.18 | OK
| Total demand enhancement capex expenditure | £m | 84.4548 | 0 | 84.4548 | OK
| Total demand enhancement opex expenditure | £m | 18.0603 | 0 | 18.0603 | OK
| Total demand enhancement benefit | Ml/d | 26.61 | N/A | 26.61 | OK

## Deep dive_SSC
Deep dive sheet - South Staffs Water
| Assessment and QA |  |  |  | Validation
| Assessor | DW |  |  | OK | Key metrics match analysis sheet "Totex to carry through"?
| Date completed | 2019-05-31 |  |  | ERROR | Key metrics match component for analysis - The plan narrative and query responses have been used to identify the claimed expenditure in D28 and there is a minor variance of £0.003m with the totals provided in table WS2 which we do not consider material but we will review for final determination.
| Peer review (initials, date and QA log ref.) | SH, 08/07/19
Deep dive costs
| Company | SSC
| Totex carried through deep dive 2020-25 (£m) | 16.1329
| Totex assessed within cost adjustment claims (£m) | 0
| Totex assessed within deep dive (£m) | 16.1329
| Totex allowance from cost adjustment claims (£m) | 0
| Totex allowance from deep dive (£m) | 5.86
Overall assessment result
| Ofwat view of allowance for 2020-25 (£m) | 5.86
Summary of assessment
Item | Component for enhancement cost analysis | Claimed benefit (Ml/d) | Claimed expenditure (£m) | Allowed benefit (Ml/d) | Allowed expenditure (£m) | Comments
1 | 2020-25 SDB enhancement total | 4.91 | 5.83 | 4.9352 | 5.86 | Allowance reduces from initial assessment of plans in accordance with the company's reduced request. We calculate expenditure allowance for non-leakage SDB benefits using the company's unit cost which is lower than the industry median unit cost. This calculation uses the benefits from initial assessment of plans calculation of 1Ml/d for water efficiency rather than those confirmed in the company's response to query SSC-DD-CE-002, resulting in an allocation that is £0.030m greater than requested for this component. This will be amended for final determination.
1a | 2020-25 supply enhancement | 3.92 | 2.92
1b | 2020-25 demand (non-leakage) enhancement | 0.99 | 2.91
2 | 2020-25 leakage enhancement | 19.61 | 10.3 |  | 0 | The benefits remain unchanged but expenditure is revised from initial assessment of plans based on further detail of expenditure allocation the company provides in response to query SSC-DD-CE-002. We no longer make a small allowance because we revise our assessment approach. At initial assessment of plans we used a 15% reduction as a 2019-20 to 2024-25 stretch threshold for allowing enhancement funding, but we consider absolute levels (upper quartile by 2024-25) as reflective of performance, and we recognise stretch performance through the outcomes framework. For calculation of allowance see tab 'leakage enhancement assessment'.
3 | Long-term enhancement |  | 0 |  | 0 | No expenditure requested
4 | Internal interconnections |  | 0 |  | 0 | No interconnection schemes identified
5 | Investigations and future planning |  | 0 |  | 0 | No expenditure requested
| Total |  | 16.13 |  | 5.86
| Unit costs | Company (£m/Ml/d) | Industry (£m/Ml/d)
| 2020-25 SDB enhancement unit cost | 1.1874 | 1.2
| Leakage enhancement unit cost | 0.52524 | 2.0302
| Deep dive company efficiency challenge | 5.063%
Notes
1 | 2020-25 SDB enhancement total
1a | 2020-25 supply enhancement
| Company states this is associated with 'reintroducing water sources at Kingston, Croydon and St Ives; and borehole drilling and site refurbishment at Crumpwood. |  |  |  |  | Making water count – business plan 2020/25, April 2019, P171
In the response to query SSC-DD-CE-002 the company confirms that 2.30 Ml/d of the supply side benefit in WS4 is associated with an AMP6 scheme and therefore can be excluded from this assessment.
The company also confirms that the remaining 3.92 Ml/d of benefits is associated with three borehole recommissioning schemes in the Cambridge region with related enhancement expenditure of £2.274m. The company notes that some of the recommissioning of these sources is covered by base expenditure.
|  | Benefit (Ml/d) | Expenditure (£m)
| St Ives | 1.62
| Croydon | 1.4
| Kingston | 0.9
|  | 3.92 | 2.274
However, in the table below from query SSC-DD-CE-002 the company identifies £2.92m associated with supply enhancement. We have not made an allowance for the variance of £0.646m because we cannot identify any associated benefits.
1b | 2020-25 demand (non-leakage) enhancement
2 | 2020-25 leakage enhancement
| The company provides details of the expenditure and benefit allocation in the table below as response to query SSC-DD-CE-002 and the IAP assessment | Expenditure |  |  | Ml/d benefit
|  | Capex | Opex | TOTEX | 2020-21 | 2021-22 | 2022-23 | 2023-24 | 2024-25
| AMP6 initiatives (lagged)1 |  |  |  | 2.3
| Leakage | 6.9 | 3.4 | 10.3 | 4.55 | 3.76 | 3.76 | 3.77 | 3.77
| Supply enhancement2 | 2.92 | 0 | 2.92 |  |  |  | 3.92
| Demand (non-leakage) | 2.91 | 1.05 | 3.96 | 0.23 | 0.19 | 0.19 | 0.19 | 0.19
| Meter optants3 | 12.68 | 0 | 12.68 | 0.81 | 0.67 | 0.67 | 0.67 | 0.67
The £1.05m opex included in the demand (non-leakage) line above is included in table WS2 line 57 which contains £1.048m (total across 2020/21 to 2024/25) for enhanced environmental and water efficiency education. This opex is assessed within the FM_E_WW_water framework directive model at DD.
| Demand breakdown completed at IAP | Appendix A29 Capital investment to deliver a class leading service, P81
| Water efficiency | 1.0152 | Ml/d | Wholesale Water Supply-demand balance enhancement – feeder model
3 | Long-term enhancement
4 | Internal interconnections
5 | Investigations and future planning
6 | Summary of company reference data from April 2019 submission incorporating reallocations
SSC
| KEY METRICS from business plan |  | BP figures | Net reallocations | Assessed values | Validation
| Total SDB enhancement capex expenditure | £m | 12.7311 | 0 | 12.7311 | OK
| Total SDB enhancement opex expenditure | £m | 3.4018 | 0 | 3.4018 | OK
| Total SDB enhancement benefit | Ml/d | 30.32 | N/A | 30.32 | OK
| Total supply enhancement capex expenditure | £m | 2.9207 | 0 | 2.9207 | OK
| Total supply enhancement opex expenditure | £m | 0 | 0 | 0 | OK
| Total supply enhancement benefit | Ml/d | 6.22 | N/A | 6.22 | OK
| Total demand enhancement capex expenditure | £m | 9.8104 | 0 | 9.8104 | OK
| Total demand enhancement opex expenditure | £m | 3.4018 | 0 | 3.4018 | OK
| Total demand enhancement benefit | Ml/d | 24.1 | N/A | 24.1 | OK

## Allowance
Allowed costs
| Assessor's name | DW
| Peer review (initials, date) | SH, 04/01/2019
| BON code | W3007SCAW + W3008SCAW + W3007DCAW + W3008DCAW + WS2015CAW + WS2016CAW + WS2017CAW + WS2018CAW
| Enhancement line | Supply-demand balance
Cost allowance for AMP7 (£m)
Index help
| Company | Totex in business plan - wholesale water | Net Totex reallocated in | Totex following reallocations | Totex considered within DPC schemes | Totex following reallocations and DPC considerations | Modelled allowance | Totex allowed - wholesale water | Totex allowed - water resources | Totex allowed - network plus | Proportion of water resources
1 | ANH | 304.552 | 352.923 | 657.475 | 121.7891 | 535.686 | 354.5484 | 354.5484 | 21.1103 | 333.4381 | 5.954%
2 | HDD | 0 | 0 | 0 | 0 | 0 | 0 | 0 | 0 | 0 | 0%
3 | NES | 0 | 0 | 0 | 0 | 0 | 0 | 0 | 0 | 0 | 0%
4 | NWT | 51.2062 | 0 | 51.2062 | 0 | 51.2062 | 9.5 | 9.5 | 0 | 9.5 | 0%
5 | SRN | 227.131 | 0 | 227.131 | 0 | 227.131 | 175.2522 | 175.2522 | 7.2368 | 168.0155 | 4.129%
6 | SVE | 153.1957 | -1.6 | 151.5957 | 0 | 151.5957 | 88.032 | 88.032 | 2.6077 | 85.4243 | 2.962%
7 | SWB | 3.932 | 11.198 | 15.13 | 0 | 15.13 | 3.932 | 3.932 | 0.983 | 2.949 | 25%
8 | TMS | 250.38 | 0 | 250.38 | 0 | 250.38 | 79.1413 | 79.1413 | 19.9034 | 59.2379 | 25.15%
9 | WSH | 27.843 | 66.655 | 94.498 | 0 | 94.498 | 32.824 | 32.824 | 21.7164 | 11.1076 | 66.16%
10 | WSX | 28.189 | 0 | 28.189 | 0 | 28.189 | 2.851 | 2.851 | 0 | 2.851 | 0%
11 | YKY | 0.341 | 136.533 | 136.874 | 0 | 136.874 | 0 | 0 | 0 | 0 | 100%
12 | AFW | 138.581 | -12.366 | 126.215 | 0 | 126.215 | 62.719 | 62.719 | 14.0128 | 48.7061 | 22.34%
13 | BRL | 4.235 | 0 | 4.235 | 0 | 4.235 | 2.4004 | 2.4004 | 0 | 2.4004 | 0%
14 | PRT | 4.201 | 0 | 4.201 | 0 | 4.201 | 2.6544 | 2.6544 | 2.5955 | 0.058926 | 97.78%
15 | SES | 2.589 | 17.443 | 20.032 | 0 | 20.032 | 2.589 | 2.589 | 0 | 2.589 | 0%
16 | SEW | 134.2206 | 0 | 134.2206 | 0 | 134.2206 | 48.9726 | 48.9726 | 2.0806 | 46.8919 | 4.249%
17 | SSC | 16.1329 | 0 | 16.1329 | 0 | 16.1329 | 5.86 | 5.86 | 0.22031 | 5.6397 | 3.76%
| Total | 1346.7294 | 570.786 | 1917.5154 | 121.7891 | 1795.7263 | 871.2762 | 871.2762 | 92.4669 | 778.8093